## Instructions
LSLI Template Instructions
USE LSLI SHEET TO COPY AND PASTE DATA FROM 'Detailed Inventory' SHEET FROM TCEQ-20943 Detailed Inventory Add detailed service line information using the webform or Excel Template. Recommendations if using Excel Template: 1) Save a copy of the workbook to your hard drive or network drive. Consider adding the system PWS ID or other system identifier to the file name (e.g., Inventory Template_TX0000000) and indicating in the file name if this is the "initial" inventory or "update1", "update2", etc. 2) Each row in this worksheet represents one service line connecting the water main to the customer's plumbing. The worksheet is organized into sections: - Location Information - System-Owned Portion - Customer-Owned Portion - Other Potential Sources of Lead - Additional Information to Assign Tap Monitoring Tiering - Lead Service Line Replacement (LSLR) 3) Columns with aqua shading are required by the EPA LCRR. As explained in more detail on each field, entries for each field can either be selected from a dropdown menu or will require manual entry.

## LSLI
Location Information | [7 empty] | System-Owned Portion |  |  |  | Customer-Owned Portion |  |  | Entire Service Line | Other Potential Sources of Lead |  |  | Additional Information to Assign Tap Monitoring Tiering |  |  |  |  | Lead Service Line Replacement (LSLR)
Unique Service Line ID* | Street Number | Street Name* | City* | Zip Code* |  | GPS Coordinate - Latitude (decimal degrees) | GPS Coordinates - Longitude (decimal degrees) | System-Owned Portion Service Line Material Classification* | If Non-Lead, Was Material Ever Previously Lead? | Service Line Installation Date | Notes | Customer-Owned Portion Service Line Material Classification* | Service Line Installation Date | Notes | Entire Service Line Material Classification (by Water System) | Is there a Lead Connector? | Is there Lead Solder in the Service Line? | List Other Fittings and Equipment Connected to the Service Line that Contain Lead | Building Type Connected to Service Line | Point-of-Entry or Point-of-Use Treatment Present? | Does the Interior Building Plumbing Contain Copper Pipes with Lead Solder Installed Before July 1, 1988? | Current LCR Sampling Site? | Sample Site Selection Criteria (Site Tier) | Date of System-Owned LSLR | Date of Customer-Owned LSLR
1 | 101 E | MAIN ST | Hallsville | 75650 | MAIN ST*101 E | 32.504704 | -94.573834 | Non-Lead - Plastic | Don't Know |  |  | Non-Lead - Plastic | Unknown |  | Non-Lead |  | Don't Know |  | Building | Unknown
3 | 105 E | MAIN ST | Hallsville | 75650 | MAIN ST*105 E | 32.504715 | -94.573539 | Non-Lead - Plastic | Don't Know |  |  | Non-Lead - Plastic | Unknown |  | Non-Lead |  | Don't Know |  | Building | Unknown
4 | 105 E | MAIN ST | Hallsville | 75650 | MAIN ST*105 E | 32.504660 | -94.573535 | Non-Lead - Plastic | Don't Know |  |  | Non-Lead - Plastic | Unknown |  | Non-Lead |  | Don't Know |  | Building | Unknown
6 | 111 E | MAIN ST | Hallsville | 75650 | MAIN ST*111 E | 32.504861 | -94.572969 | Non-Lead - Plastic | Don't Know |  |  | Non-Lead - Plastic | Unknown |  | Non-Lead |  | Don't Know |  | Other | Unknown
9 | 201 E | MAIN ST | Hallsville | 75650 | MAIN ST*201 E | 32.504963 | -94.571874 | Non-Lead - Plastic | Don't Know |  |  | Non-Lead - Plastic | Unknown |  | Non-Lead | No | No |  | Building | Unknown |  | No
10 | 200 E | MAIN ST | Hallsville | 75650 | MAIN ST*200 E | 32.504502 | -94.573098 | Non-Lead - Plastic | Don't Know |  |  | Non-Lead - Plastic | Unknown |  | Non-Lead | No | No |  | Building | Unknown |  | No
11 | 208 E | MAIN ST | Hallsville | 75650 | MAIN ST*208 E | 32.504619 | -94.571246 | Non-Lead - Plastic | Don't Know |  |  | Non-Lead - Plastic | Unknown |  | Non-Lead | No | No |  | Building | Unknown |  | No
12 | 300 C E | MAIN ST | Hallsville | 75650 | MAIN ST*300 C E | 32.5044 | -94.571 | Non-Lead - Plastic | Don't Know |  |  | Non-Lead - Plastic | Unknown |  | Non-Lead | No | No |  | Building | Unknown |  | No
13 | 302 E | MAIN ST | Hallsville | 75650 | MAIN ST*302 E | 32.504725 | -94.570394 | Non-Lead - Plastic | Don't Know |  |  | Non-Lead - Plastic | Unknown |  | Non-Lead | No | No |  | Building | Unknown |  | No
15 | 307 E | MAIN ST | Hallsville | 75650 | MAIN ST*307 E | 32.5019 | -94.5736 | Non-Lead - Plastic | Don't Know |  |  | Non-Lead - Copper | Unknown |  | Non-Lead | No | Don't Know |  | Single Family Residence | Unknown |  | No
16 | 925 E | MAIN ST | Hallsville | 75650 | MAIN ST*925 E | 32.50582 | -94.562443 | Non-Lead - Plastic | Don't Know |  |  | Non-Lead - Plastic | Unknown |  | Non-Lead | No | No |  | Building | Unknown |  | No
17 | 711 E | MAIN ST | Hallsville | 75650 | MAIN ST*711 E | 32.5058 | -94.5625 | Non-Lead - Plastic | Don't Know |  |  | Non-Lead - Plastic | Unknown |  | Non-Lead | No | No |  | Single Family Residence | Unknown |  | No
18 | 707 E | MAIN ST | Hallsville | 75650 | MAIN ST*707 E | 32.5057 | -94.5627 | Non-Lead - Plastic | Don't Know |  |  | Non-Lead - Other | Unknown |  | Non-Lead | No | Don't Know |  | Single Family Residence | Unknown |  | No
19 | 705 E | MAIN ST | Hallsville | 75650 | MAIN ST*705 E | 32.5057 | -94.563 | Non-Lead - Plastic | Don't Know |  |  | Non-Lead - Plastic | Unknown |  | Non-Lead | No | No |  | Single Family Residence | Unknown |  | No
20 | 703 E | MAIN ST | Hallsville | 75650 | MAIN ST*703 E |  |  | Non-Lead - Plastic | Don't Know |  |  | Non-Lead - Plastic | Unknown |  | Non-Lead | No | No |  | Single Family Residence | Unknown |  | No
21 | 701 E | MAIN ST | Hallsville | 75650 | MAIN ST*701 E | 32.505646 | -94.563705 | Non-Lead - Plastic | Don't Know |  |  | Non-Lead - Plastic | Unknown |  | Non-Lead | No | No |  | Building | Unknown |  | No
22 | 609 E | MAIN ST | Hallsville | 75650 | MAIN ST*609 E | 32.5056 | -94.564 | Non-Lead - Plastic | Don't Know |  |  | Non-Lead - Plastic | Unknown |  | Non-Lead | No | No |  | Single Family Residence | Unknown |  | No
23 | 607 E | MAIN ST | Hallsville | 75650 | MAIN ST*607 E | 32.5055 | -94.5645 | Non-Lead - Plastic | Don't Know |  |  | Non-Lead - Other | Unknown |  | Non-Lead | No | Don't Know |  | Single Family Residence | Unknown |  | No
24 | 605 E | MAIN ST | Hallsville | 75650 | MAIN ST*605 E | 32.5055 | -94.5648 | Non-Lead - Plastic | Don't Know |  |  | Non-Lead - Plastic | Unknown |  | Non-Lead | No | No |  | Single Family Residence | Unknown |  | No
25 | 601 E | MAIN ST | Hallsville | 75650 | MAIN ST*601 E | 32.5053 | -94.5658 | Non-Lead - Plastic | Don't Know |  |  | Non-Lead - Other | Unknown |  | Non-Lead | No | Don't Know |  | Single Family Residence | Unknown |  | No
29 | 413 E | MAIN ST | Hallsville | 75650 | MAIN ST*413 E | 32.5051 | -94.5675 | Non-Lead - Plastic | Don't Know |  |  | Non-Lead - Plastic | Unknown |  | Non-Lead | No | No |  | Single Family Residence | Unknown |  | No
32 | 407 E | MAIN ST | Hallsville | 75650 | MAIN ST*407 E | 32.5049 | -94.5686 | Non-Lead - Plastic | Don't Know |  |  | Non-Lead - Other | Unknown |  | Non-Lead | No | Don't Know |  | Single Family Residence | Unknown |  | No
33 | 405 E | MAIN ST | Hallsville | 75650 | MAIN ST*405 E | 32.5049 | -94.569 | Non-Lead - Plastic | Don't Know |  |  | Non-Lead - Other | Unknown |  | Non-Lead | No | Don't Know |  | Single Family Residence | Unknown |  | No
34 | 403 E | MAIN ST | Hallsville | 75650 | MAIN ST*403 E | 32.5049 | -94.5693 | Non-Lead - Plastic | Don't Know |  |  | Non-Lead - Copper | Unknown |  | Non-Lead | No | Don't Know |  | Single Family Residence | Unknown |  | No
35 | 401 E | MAIN ST | Hallsville | 75650 | MAIN ST*401 E | 32.5051 | -94.5698 | Non-Lead - Plastic | Don't Know |  |  | Non-Lead - Plastic | Unknown |  | Non-Lead | No | No |  | Single Family Residence | Unknown |  | No
36 | 102 N | PLUM ST | Hallsville | 75650 | PLUM ST*102 N | 32.5047 | -94.5692 | Non-Lead - Plastic | Don't Know |  |  | Non-Lead - Plastic | Unknown |  | Non-Lead | No | No |  | Single Family Residence | Unknown |  | No
39 | 204 N | PLUM ST | Hallsville | 75650 | PLUM ST*204 N | 32.5062 | -94.57 | Non-Lead - Plastic | Don't Know |  |  | Non-Lead - Other | Unknown |  | Non-Lead | No | Don't Know |  | Single Family Residence | Unknown |  | No
40 | 208 N | PLUM ST | Hallsville | 75650 | PLUM ST*208 N | 32.5066 | -94.57 | Non-Lead - Plastic | Don't Know |  |  | Non-Lead - Plastic | Unknown |  | Non-Lead | No | No |  | Single Family Residence | Unknown |  | No
41 | 302 N | PLUM ST | Hallsville | 75650 | PLUM ST*302 N | 32.5066 | -94.5701 | Non-Lead - Plastic | Don't Know |  |  | Non-Lead - Copper | Unknown |  | Non-Lead | No | Don't Know |  | Single Family Residence | Unknown |  | No
44 | 301 E | MAIN ST | Hallsville | 75650 | MAIN ST*301 E | 32.5051 | -94.5698 | Non-Lead - Plastic | Don't Know |  |  | Non-Lead - Plastic | Unknown |  | Non-Lead | No | No |  | Building | Unknown |  | No
45 | 207 E | MAIN ST | Hallsville | 75650 | MAIN ST*207 E | 32.5052 | -94.5713 | Non-Lead - Plastic | Don't Know |  |  | Non-Lead - Plastic | Unknown |  | Non-Lead | No | No |  | Single Family Residence | Unknown |  | No
46 | 100 N | CYPRESS ST | Hallsville | 75650 | CYPRESS ST*100 N | 32.5054 | -94.5713 | Non-Lead - Plastic | Don't Know |  |  | Non-Lead - Plastic | Unknown |  | Non-Lead | No | No |  | Building | Unknown |  | No
47 | 201 N | CYPRESS ST | Hallsville | 75650 | CYPRESS ST*201 N | 32.5057 | -94.5714 | Non-Lead - Plastic | Don't Know |  |  | Non-Lead - Plastic | Unknown |  | Non-Lead | No | No |  | Single Family Residence | Unknown |  | No
48 | 200 N | CHESTNUT ST | Hallsville | 75650 | CHESTNUT ST*200 N | 32.5055 | -94.5721 | Non-Lead - Plastic | Don't Know |  |  | Non-Lead - Plastic | Unknown |  | Non-Lead | No | No |  | Single Family Residence | Unknown |  | No
48 | 200 N | PLUM ST | Hallsville | 75650 | PLUM ST*200 N | 32.505982 | -94.569937 | Non-Lead - Plastic | Don't Know |  |  | Non-Lead - Plastic | Unknown |  | Non-Lead | No | No |  | Single Family Residence | Unknown |  | No
49 | 203 N | CYPRESS ST | Hallsville | 75650 | CYPRESS ST*203 N | 32.5059 | -94.5715 | Non-Lead - Plastic | Don't Know |  |  | Non-Lead - Plastic | Unknown |  | Non-Lead | No | No |  | Single Family Residence | Unknown |  | No
50 | 204 N | CYPRESS ST | Hallsville | 75650 | CYPRESS ST*204 N | 32.5063 | -94.5714 | Non-Lead - Plastic | Don't Know |  |  | Non-Lead - Other | Unknown |  | Non-Lead | No | Don't Know |  | Single Family Residence | Unknown |  | No
51 | 209 N | CYPRESS ST | Hallsville | 75650 | CYPRESS ST*209 N | 32.5064 | -94.5716 | Non-Lead - Plastic | Don't Know |  |  | Non-Lead - Copper | Unknown |  | Non-Lead | No | Don't Know |  | Single Family Residence | Unknown |  | No
52 | 206 N | CYPRESS ST | Hallsville | 75650 | CYPRESS ST*206 N | 32.5066 | -94.5715 | Non-Lead - Plastic | Don't Know |  |  | Non-Lead - Plastic | Unknown |  | Non-Lead | No | No |  | Single Family Residence | Unknown |  | No
53 | 105 E | ELM ST | Hallsville | 75650 | ELM ST*105 E | 32.5066 | -94.5733 | Non-Lead - Plastic | Don't Know |  |  | Non-Lead - Plastic | Unknown |  | Non-Lead | No | No |  | Single Family Residence | Unknown |  | No
54 | 304 N | CENTRAL ST | Hallsville | 75650 | CENTRAL ST*304 N | 32.50662 | -94.573644 | Non-Lead - Plastic | Don't Know | Don't Know |  | Non-Lead - Plastic | Unknown |  | Non-Lead | No | No |  | Single Family Residence | Unknown |  | No
55 | 206 B N | CHESTNUT ST | Hallsville | 75650 | CHESTNUT ST*206 B N | 32.506 | -94.5727 | Non-Lead - Plastic | Don't Know |  |  | Non-Lead - Plastic | Unknown |  | Non-Lead | No | No |  | Multiple Family Residence | Unknown |  | No
58 | 301 N | CYPRESS ST | Hallsville | 75650 | CYPRESS ST*301 N | 32.507 | -94.5717 | Non-Lead - Plastic | Don't Know |  |  | Non-Lead - Plastic | Unknown |  | Non-Lead | No | Don't Know |  | Single Family Residence | Unknown |  | No
59 | 304 N | CYPRESS ST | Hallsville | 75650 | CYPRESS ST*304 N | 32.5073 | -94.5716 | Non-Lead - Plastic | Don't Know |  |  | Non-Lead - Plastic | Unknown |  | Non-Lead | No | No |  | Single Family Residence | Unknown |  | No
60 | 119 | CLARK ST | Hallsville | 75650 | CLARK ST*119 | 32.5078 | -94.5706 | Non-Lead - Plastic | Don't Know |  |  | Non-Lead - Other | Unknown |  | Non-Lead | No | Don't Know |  | Single Family Residence | Unknown |  | No
61 | 117 | CLARK ST | Hallsville | 75650 | CLARK ST*117 | 32.5077 | -94.5711 | Non-Lead - Plastic | Don't Know |  |  | Non-Lead - Plastic | Unknown |  | Non-Lead | No | No |  | Single Family Residence | Unknown |  | No
63 | 111 | CLARK ST | Hallsville | 75650 | CLARK ST*111 | 32.5077 | -94.5718 | Non-Lead - Plastic | Don't Know |  |  | Non-Lead - Plastic | Unknown |  | Non-Lead | No | No |  | Single Family Residence | Unknown |  | No
64 | 303 N | CYPRESS ST | Hallsville | 75650 | CYPRESS ST*303 N | 32.5076 | -94.572 | Non-Lead - Plastic | Don't Know |  |  | Non-Lead - Plastic | Unknown |  | Non-Lead | No | No |  | Single Family Residence | Unknown |  | No
66 | 107 | CLARK ST | Hallsville | 75650 | CLARK ST*107 | 32.5077 | -94.5727 | Non-Lead - Plastic | Don't Know |  |  | Non-Lead - Plastic | Unknown |  | Non-Lead | No | No |  | Single Family Residence | Unknown |  | No
68 | 105 | CLARK ST | Hallsville | 75650 | CLARK ST*105 | 32.507726 | -94.573166 | Non-Lead - Plastic | Don't Know |  |  | Non-Lead - Plastic | Unknown |  | Non-Lead |  | Don't Know |  | Single Family Residence | Unknown
69 | 104 | CLARK ST | Hallsville | 75650 | CLARK ST*104 | 32.5076 | -94.5732 | Non-Lead - Plastic | Don't Know |  |  | Non-Lead - Plastic | Unknown |  | Non-Lead | No | No |  | Single Family Residence | Unknown |  | No
71 | 100 | CLARK ST | Hallsville | 75650 | CLARK ST*100 | 32.5076 | -94.5739 | Non-Lead - Plastic | Don't Know |  |  | Non-Lead - Plastic | Unknown |  | Non-Lead | No | No |  | Single Family Residence | Unknown |  | No
73 | 400 N | CENTRAL ST | Hallsville | 75650 | CENTRAL ST*400 N | 32.5077 | -94.5738 | Non-Lead - Plastic | Don't Know |  |  | Non-Lead - Plastic | Unknown |  | Non-Lead | No | No |  | Single Family Residence | Unknown |  | No
75 | 308 N | CENTRAL ST | Hallsville | 75650 | CENTRAL ST*308 N | 32.507558 | -94.574142 | Non-Lead - Plastic | Don't Know |  |  | Non-Lead - Plastic | Unknown |  | Non-Lead |  | Don't Know |  | Single Family Residence | Unknown
76 | 401 N | CENTRAL ST | Hallsville | 75650 | CENTRAL ST*401 N | 32.508 | -94.5751 | Non-Lead - Plastic | Don't Know |  |  | Non-Lead - Plastic | Unknown |  | Non-Lead | No | No |  | Single Family Residence | Unknown |  | No
77 | 101 | LOCUST ST | Hallsville | 75650 | LOCUST ST*101 | 32.5088 | -94.5752 | Non-Lead - Plastic | Don't Know |  |  | Non-Lead - Plastic | Unknown |  | Non-Lead | No | Don't Know |  | Single Family Residence | Unknown |  | No
78 | 103 | LOCUST ST | Hallsville | 75650 | LOCUST ST*103 | 32.5089 | -94.5752 | Non-Lead - Plastic | Don't Know |  |  | Non-Lead - Plastic | Unknown |  | Non-Lead | No | Don't Know |  | Single Family Residence | Unknown |  | No
79 | 105 | LOCUST ST | Hallsville | 75650 | LOCUST ST*105 | 32.509 | -94.5753 | Non-Lead - Plastic | Don't Know |  | customer side iron | Non-Lead | Unknown |  | Non-Lead | No | Don't Know |  | Single Family Residence | Unknown |  | No
80 | 405 N | CENTRAL ST | Hallsville | 75650 | CENTRAL ST*405 N | 32.5085 | -94.5751 | Non-Lead - Plastic | Don't Know |  |  | Non-Lead - Copper | Unknown |  | Non-Lead | No | Don't Know |  | Single Family Residence | Unknown |  | No
81 | 402 N | CENTRAL ST | Hallsville | 75650 | CENTRAL ST*402 N | 32.5082 | -94.5742 | Non-Lead - Plastic | Don't Know |  |  | Non-Lead - Plastic | Unknown |  | Non-Lead | No | No |  | Single Family Residence | Unknown |  | No
82 | 404 N | CENTRAL ST | Hallsville | 75650 | CENTRAL ST*404 N | 32.5078 | -94.5739 | Non-Lead - Plastic | Don't Know |  |  | Non-Lead - Plastic | Unknown |  | Non-Lead | No | No |  | Single Family Residence | Unknown |  | No
84 | 406 N | CENTRAL ST | Hallsville | 75650 | CENTRAL ST*406 N | 32.5088 | -94.5741 | Non-Lead - Plastic | Don't Know |  |  | Non-Lead - Plastic | Unknown |  | Non-Lead | No | No |  | Single Family Residence | Unknown |  | No
85 | 407 N | CENTRAL ST | Hallsville | 75650 | CENTRAL ST*407 N | 32.5093 | -94.5743 | Non-Lead - Plastic | Don't Know |  |  | Non-Lead - Plastic | Unknown |  | Non-Lead | No | No |  | Single Family Residence | Unknown |  | No
86 | 408 N | CENTRAL ST | Hallsville | 75650 | CENTRAL ST*408 N | 32.5094 | -94.5741 | Non-Lead - Plastic | Don't Know |  |  | Non-Lead - Plastic | Unknown |  | Non-Lead | No | No |  | Single Family Residence | Unknown |  | No
87 | 409 N | CENTRAL ST | Hallsville | 75650 | CENTRAL ST*409 N | 32.5097 | -94.5743 | Non-Lead - Plastic | Don't Know |  |  | Non-Lead - Plastic | Unknown |  | Non-Lead | No | No |  | Single Family Residence | Unknown |  | No
89 | 411 N | CENTRAL ST | Hallsville | 75650 | CENTRAL ST*411 N | 32.5101 | -94.5742 | Non-Lead - Plastic | Don't Know |  |  | Non-Lead - Plastic | Unknown |  | Non-Lead | No | No |  | Single Family Residence | Unknown |  | No
90 | 412 N | CENTRAL ST | Hallsville | 75650 | CENTRAL ST*412 N | 32.5103 | -94.5742 | Non-Lead - Plastic | Don't Know |  |  | Non-Lead - Plastic | Unknown |  | Non-Lead | No | No |  | Single Family Residence | Unknown |  | No
91 | 416 N | CENTRAL ST | Hallsville | 75650 | CENTRAL ST*416 N | 32.51067 | -94.573717 | Non-Lead - Plastic | Don't Know | Don't Know |  | Non-Lead - Plastic | Unknown |  | Non-Lead | No | No |  | Single Family Residence | Unknown |  | No
92 | 418 N | CENTRAL ST | Hallsville | 75650 | CENTRAL ST*418 N | 32.5109 | -94.5742 | Non-Lead - Plastic | Don't Know |  |  | Non-Lead - Plastic | Unknown |  | Non-Lead | No | No |  | Single Family Residence | Unknown |  | No
93 | 415 N | CENTRAL ST | Hallsville | 75650 | CENTRAL ST*415 N | 32.5101 | -94.5743 | Non-Lead - Plastic | Don't Know |  |  | Non-Lead - Plastic | Unknown |  | Non-Lead | No | No |  | Single Family Residence | Unknown |  | No
94 | 417 N | CENTRAL ST | Hallsville | 75650 | CENTRAL ST*417 N | 32.5109 | -94.5751 | Non-Lead - Plastic | Don't Know |  |  | Non-Lead - Other | Unknown |  | Non-Lead | No | Don't Know |  | Single Family Residence | Unknown |  | No
95 | 419 N | CENTRAL ST | Hallsville | 75650 | CENTRAL ST*419 N | 32.510953 | -94.575374 | Non-Lead - Plastic | Don't Know | Don't Know |  | Non-Lead - Plastic | Unknown |  | Non-Lead | No | No |  | Single Family Residence | Unknown |  | No
96 | 421 N | CENTRAL ST | Hallsville | 75650 | CENTRAL ST*421 N | 32.5108 | -94.5754 | Non-Lead - Plastic | Don't Know |  |  | Non-Lead - Other | Unknown |  | Non-Lead | No | Don't Know |  | Single Family Residence | Unknown |  | No
97 | 424 N | CENTRAL ST | Hallsville | 75650 | CENTRAL ST*424 N | 32.511 | -94.5755 | Non-Lead - Plastic | Don't Know |  |  | Non-Lead - Plastic | Unknown |  | Non-Lead | No | No |  | Single Family Residence | Unknown |  | No
99 | 426 N | CENTRAL ST | Hallsville | 75650 | CENTRAL ST*426 N | 32.5109 | -94.5759 | Non-Lead - Plastic | Don't Know |  |  | Non-Lead - Copper | Unknown |  | Non-Lead | No | Don't Know |  | Single Family Residence | Unknown |  | No
100 | 428 N | CENTRAL ST | Hallsville | 75650 | CENTRAL ST*428 N | 32.5109 | -94.5761 | Non-Lead - Plastic | Don't Know |  |  | Non-Lead - Plastic | Unknown |  | Non-Lead | No | No |  | Single Family Residence | Unknown |  | No
101 | 425 N | CENTRAL ST | Hallsville | 75650 | CENTRAL ST*425 N | 32.5108 | -94.5763 | Non-Lead - Plastic | Don't Know |  |  | Non-Lead - Plastic | Unknown |  | Non-Lead | No | No |  | Single Family Residence | Unknown |  | No
102 | 430 N | CENTRAL ST | Hallsville | 75650 | CENTRAL ST*430 N | 32.5109 | -94.5764 | Non-Lead - Plastic | Don't Know |  |  | Non-Lead - Plastic | Unknown |  | Non-Lead | No | No |  | Single Family Residence | Unknown |  | No
104 | 432 N | CENTRAL ST | Hallsville | 75650 | CENTRAL ST*432 N | 32.5109 | -94.5768 | Non-Lead - Plastic | Don't Know |  |  | Non-Lead - Plastic | Unknown |  | Non-Lead | No | No |  | Single Family Residence | Unknown |  | No
105 | 501 N | CENTRAL ST | Hallsville | 75650 | CENTRAL ST*501 N | 32.5112 | -94.5768 | Non-Lead - Plastic | Don't Know |  |  | Non-Lead - Plastic | Unknown |  | Non-Lead | No | No |  | Single Family Residence | Unknown |  | No
106 | 122 | GARNER LN | Hallsville | 75650 | GARNER LN*122 | 32.51 | -94.5789 | Non-Lead - Plastic | Don't Know |  |  | Non-Lead - Plastic | Unknown |  | Non-Lead | No | No |  | Single Family Residence | Unknown |  | No
107 | 105 | GARNER LN | Hallsville | 75650 | GARNER LN*105 | 32.510003 | -94.577141 | Non-Lead - Plastic | Don't Know | Don't Know |  | Non-Lead - Plastic | Unknown |  | Non-Lead | No | No |  | Single Family Residence | Unknown |  | No
109 | 112 | GARNER LN | Hallsville | 75650 | GARNER LN*112 | 32.510058 | -94.578053 | Non-Lead - Plastic | Don't Know | Don't Know |  | Non-Lead - Plastic | Unknown |  | Non-Lead | No | No |  | Single Family Residence | Unknown |  | No
110 | 115 | GARNER LN | Hallsville | 75650 | GARNER LN*115 | 32.5099 | -94.5783 | Non-Lead - Plastic | Don't Know |  |  | Non-Lead - Plastic | Unknown |  | Non-Lead | No | No |  | Single Family Residence | Unknown |  | No
111 | 132 | GARNER LN | Hallsville | 75650 | GARNER LN*132 | 32.5101 | -94.5788 | Non-Lead - Plastic | Don't Know |  |  | Non-Lead - Plastic | Unknown |  | Non-Lead | No | No |  | Single Family Residence | Unknown |  | No
112 | 502 N | CENTRAL ST | Hallsville | 75650 | CENTRAL ST*502 N | 32.5114 | -94.5771 | Non-Lead - Plastic | Don't Know |  |  | Non-Lead - Other | Unknown |  | Non-Lead | No | Don't Know |  | Single Family Residence | Unknown |  | No
113 | 504 N | CENTRAL ST | Hallsville | 75650 | CENTRAL ST*504 N | 32.5118 | -94.577100 | Non-Lead - Plastic | Don't Know |  |  | Non-Lead - Plastic | Unknown |  | Non-Lead |  | Don't Know |  | Single Family Residence | Unknown
114 | 503 N | CENTRAL ST | Hallsville | 75650 | CENTRAL ST*503 N | 32.5117 | -94.5773 | Non-Lead - Plastic | Don't Know |  |  | Non-Lead - Plastic | Unknown |  | Non-Lead | No | No |  | Single Family Residence | Unknown |  | No
115 | 505 N | CENTRAL ST | Hallsville | 75650 | CENTRAL ST*505 N | 32.5119 | -94.5773 | Non-Lead - Plastic | Don't Know |  |  | Non-Lead - Plastic | Unknown |  | Non-Lead | No | No |  | Single Family Residence | Unknown |  | No
116 | 507 N | CENTRAL ST | Hallsville | 75650 | CENTRAL ST*507 N | 32.5122 | -94.5773 | Non-Lead - Plastic | Don't Know |  |  | Non-Lead - Plastic | Unknown |  | Non-Lead | No | No |  | Single Family Residence | Unknown |  | No
117 | 506 N | CENTRAL ST | Hallsville | 75650 | CENTRAL ST*506 N | 32.512091 | -94.576955 | Non-Lead - Plastic | Don't Know |  |  | Non-Lead - Plastic | Unknown |  | Non-Lead |  | Don't Know |  | Single Family Residence | Unknown
118 | 508 N | CENTRAL ST | Hallsville | 75650 | CENTRAL ST*508 N | 32.5126 | -94.5771 | Non-Lead - Plastic | Don't Know |  |  | Non-Lead - Plastic | Unknown |  | Non-Lead | No | Don't Know |  | Single Family Residence | Unknown |  | No
119 | 510 N | CENTRAL ST | Hallsville | 75650 | CENTRAL ST*510 N | 32.512824 | -94.577037 | Non-Lead - Plastic | Don't Know |  |  | Non-Lead - Plastic | Unknown |  | Non-Lead |  | Don't Know |  | Single Family Residence | Unknown
120 | 511 N | CENTRAL ST | Hallsville | 75650 | CENTRAL ST*511 N | 32.513 | -94.5773 | Non-Lead - Plastic | Don't Know |  |  | Non-Lead - Plastic | Unknown |  | Non-Lead | No | No |  | Single Family Residence | Unknown |  | No
121 | 509 N | CENTRAL ST | Hallsville | 75650 | CENTRAL ST*509 N | 32.512478 | -94.577361 | Non-Lead - Plastic | Don't Know | Don't Know |  | Non-Lead - Plastic | Unknown |  | Non-Lead | No | No |  | Single Family Residence | Unknown |  | No
122 | 601 N | CENTRAL ST | Hallsville | 75650 | CENTRAL ST*601 N | 32.5142 | -94.5772 | Non-Lead - Plastic | Don't Know |  |  | Non-Lead - Copper | Unknown |  | Non-Lead | No | Don't Know |  | Single Family Residence | Unknown |  | No
123 | 603 N | CENTRAL ST | Hallsville | 75650 | CENTRAL ST*603 N | 32.5135 | -94.5773 | Non-Lead - Plastic | Don't Know |  |  | Non-Lead - Plastic | Unknown |  | Non-Lead | No | No |  | Single Family Residence | Unknown |  | No
124 | 605 N | CENTRAL ST | Hallsville | 75650 | CENTRAL ST*605 N | 32.5137 | -94.5773 | Non-Lead - Plastic | Don't Know |  |  | Non-Lead - Plastic | Unknown |  | Non-Lead | No | No |  | Single Family Residence | Unknown |  | No
125 | 600 N | CENTRAL ST | Hallsville | 75650 | CENTRAL ST*600 N | 32.5141 | -94.577 | Non-Lead - Plastic | Don't Know |  |  | Non-Lead - Plastic | Unknown |  | Non-Lead | No | No |  | Single Family Residence | Unknown |  | No
126 | 607 N | CENTRAL ST | Hallsville | 75650 | CENTRAL ST*607 N | 32.5142 | -94.5772 | Non-Lead - Plastic | Don't Know |  |  | Non-Lead - Copper | Unknown |  | Non-Lead | No | Don't Know |  | Single Family Residence | Unknown |  | No
127 | 600 | CIRCLE DR | Hallsville | 75650 | CIRCLE DR*600 | 32.5144 | -94.5779 | Non-Lead - Plastic | Don't Know |  |  | Non-Lead - Plastic | Unknown |  | Non-Lead | No | No |  | Single Family Residence | Unknown |  | No
128 | 604 | CIRCLE DR | Hallsville | 75650 | CIRCLE DR*604 | 32.5142 | -94.5779 | Non-Lead - Plastic | Don't Know |  |  | Non-Lead - Copper | Unknown |  | Non-Lead | No | Don't Know |  | Single Family Residence | Unknown |  | No
129 | 603 A & B | CIRCLE DR | Hallsville | 75650 | CIRCLE DR*603 A & B | 32.5135 | -94.5778 | Non-Lead - Plastic | Don't Know |  |  | Non-Lead - Plastic | Unknown |  | Non-Lead | No | Don't Know |  | Multiple Family Residence | Unknown |  | No
130 | 605 | CIRCLE DR | Hallsville | 75650 | CIRCLE DR*605 | 32.5135 | -94.5783 | Non-Lead - Plastic | Don't Know |  |  | Non-Lead - Plastic | Unknown |  | Non-Lead | No | No |  | Single Family Residence | Unknown |  | No
131 | 607 | CIRCLE DR | Hallsville | 75650 | CIRCLE DR*607 | 32.5135 | -94.5785 | Non-Lead - Plastic | Don't Know |  |  | Non-Lead - Plastic | Unknown |  | Non-Lead | No | No |  | Single Family Residence | Unknown |  | No
132 | 609 | CIRCLE DR | Hallsville | 75650 | CIRCLE DR*609 | 32.5135 | -94.5788 | Non-Lead - Plastic | Don't Know |  |  | Non-Lead - Plastic | Unknown |  | Non-Lead | No | No |  | Single Family Residence | Unknown |  | No
133 | 611 | CIRCLE DR | Hallsville | 75650 | CIRCLE DR*611 | 32.5138 | -94.5788 | Non-Lead - Plastic | Don't Know |  |  | Non-Lead - Plastic | Unknown |  | Non-Lead | No | No |  | Single Family Residence | Unknown |  | No
134 | 612 | CIRCLE DR | Hallsville | 75650 | CIRCLE DR*612 | 32.5138 | -94.5786 | Non-Lead - Plastic | Don't Know |  |  | Non-Lead - Other | Unknown |  | Non-Lead | No | Don't Know |  | Single Family Residence | Unknown |  | No
135 | 613 | CIRCLE DR | Hallsville | 75650 | CIRCLE DR*613 | 32.5141 | -94.5788 | Non-Lead - Plastic | Don't Know |  |  | Non-Lead - Plastic | Unknown |  | Non-Lead | No | No |  | Single Family Residence | Unknown |  | No
136 | 615 | CIRCLE DR | Hallsville | 75650 | CIRCLE DR*615 | 32.5143 | -94.5788 | Non-Lead - Plastic | Don't Know |  |  | Non-Lead - Plastic | Unknown |  | Non-Lead | No | No |  | Single Family Residence | Unknown |  | No
137 | 616 | CIRCLE DR | Hallsville | 75650 | CIRCLE DR*616 | 32.5143 | -94.5786 | Non-Lead - Plastic | Don't Know |  |  | Non-Lead - Plastic | Unknown |  | Non-Lead | No | No |  | Single Family Residence | Unknown |  | No
138 | 617 | CIRCLE DR | Hallsville | 75650 | CIRCLE DR*617 | 32.5146 | -94.5788 | Non-Lead - Plastic | Don't Know |  |  | Non-Lead - Plastic | Unknown |  | Non-Lead | No | No |  | Single Family Residence | Unknown |  | No
139 | 621 | CIRCLE DR | Hallsville | 75650 | CIRCLE DR*621 | 32.5147 | -94.5782 | Non-Lead - Plastic | Don't Know |  |  | Non-Lead - Plastic | Unknown |  | Non-Lead | No | No |  | Single Family Residence | Unknown |  | No
140 | 623 | CIRCLE DR | Hallsville | 75650 | CIRCLE DR*623 | 32.5147 | -94.5778 | Non-Lead - Plastic | Don't Know |  |  | Non-Lead - Copper | Unknown |  | Non-Lead | No | Don't Know |  | Single Family Residence | Unknown |  | No
141 | 604 N | CENTRAL ST | Hallsville | 75650 | CENTRAL ST*604 N | 32.5146 | -94.5769 | Non-Lead - Plastic | Don't Know |  |  | Non-Lead - Plastic | Unknown |  | Non-Lead | No | No |  | Single Family Residence | Unknown |  | No
142 | 609 N | CENTRAL ST | Hallsville | 75650 | CENTRAL ST*609 N | 32.5146 | -94.5772 | Non-Lead - Plastic | Don't Know |  |  | Non-Lead - Copper | Unknown |  | Non-Lead | No | Don't Know |  | Single Family Residence | Unknown |  | No
143 | 611 N | CENTRAL ST | Hallsville | 75650 | CENTRAL ST*611 N | 32.5148 | -94.5772 | Non-Lead - Plastic | Don't Know |  |  | Non-Lead - Copper | Unknown |  | Non-Lead | No | Don't Know |  | Single Family Residence | Unknown |  | No
144 | 606 N | CENTRAL ST | Hallsville | 75650 | CENTRAL ST*606 N | 32.5149 | -94.5769 | Non-Lead - Plastic | Don't Know |  |  | Non-Lead - Plastic | Unknown |  | Non-Lead | No | No |  | Single Family Residence | Unknown |  | No
145 | 1296 | FM 450 N | Hallsville | 75650 | FM 450 N*1296 | 32.520906 | -94.580265 | Non-Lead - Plastic | Don't Know |  |  | Non-Lead - Plastic | Unknown |  | Non-Lead |  | Don't Know |  | Building | Unknown
147 | 1140 | FM 450 N | Hallsville | 75650 | FM 450 N*1140 | 32.519442 | -94.579201 | Non-Lead - Plastic | Don't Know | Don't Know |  | Non-Lead - Plastic | Unknown |  | Non-Lead | No | No |  | Single Family Residence | Unknown |  | No
148 | 1155 | FM 450 N | Hallsville | 75650 | FM 450 N*1155 | 32.5208 | -94.5807 | Non-Lead - Plastic | Don't Know |  |  | Non-Lead - Plastic | Unknown |  | Non-Lead | No | No |  | Single Family Residence | Unknown |  | No
149 | 1157 | FM 450 N | Hallsville | 75650 | FM 450 N*1157 | 32.5211 | -94.581 | Non-Lead - Plastic | Don't Know |  |  | Non-Lead - Plastic | Unknown |  | Non-Lead | No | No |  | Single Family Residence | Unknown |  | No
151 | 409 | PINE CIR | Hallsville | 75650 | PINE CIR*409 | 32.516087 | -94.583694 | Non-Lead - Plastic | Don't Know | Don't Know |  | Non-Lead - Plastic | Unknown |  | Non-Lead | No | No |  | Single Family Residence |  |  | No
151 | 100 | PINE DR | Hallsville | 75650 | PINE DR*100 | 32.521256 | -94.581505 | Non-Lead - Plastic | Don't Know | Don't Know |  | Non-Lead - Plastic | Unknown |  | Non-Lead | No | No |  | Single Family Residence | Unknown |  | No
152 | 102 | PINE DR | Hallsville | 75650 | PINE DR*102 | 32.521 | -94.582 | Non-Lead - Plastic | Don't Know |  |  | Non-Lead - Plastic | Unknown |  | Non-Lead | No | No |  | Single Family Residence | Unknown |  | No
153 | 103 | PINE CIR | Hallsville | 75650 | PINE CIR*103 | 32.521 | -94.5819 | Non-Lead - Plastic | Don't Know |  |  | Non-Lead - Plastic | Unknown |  | Non-Lead | No | No |  | Single Family Residence | Unknown |  | No
154 | 1377 | FM 450 N | Hallsville | 75650 | FM 450 N*1377 | 32.520964 | -94.582022 | Non-Lead - Plastic | Don't Know | Don't Know |  | Non-Lead - Plastic | Unknown |  | Non-Lead | No | No |  | Single Family Residence | Unknown |  | No
155 | 113 | PINE DR | Hallsville | 75650 | PINE DR*113 | 32.5202 | -94.5828 | Non-Lead - Plastic | Don't Know |  |  | Non-Lead - Plastic | Unknown |  | Non-Lead | No | No |  | Single Family Residence | Unknown |  | No
157 | 210 | PINE DR | Hallsville | 75650 | PINE DR*210 | 32.5174 | -94.5832 | Non-Lead - Plastic | Don't Know |  |  | Non-Lead - Plastic | Unknown |  | Non-Lead | No | No |  | Single Family Residence | Unknown |  | No
158 | 220 | PINE DR | Hallsville | 75650 | PINE DR*220 | 32.5178 | -94.5832 | Non-Lead - Plastic | Don't Know |  |  | Non-Lead - Plastic | Unknown |  | Non-Lead | No | No |  | Single Family Residence | Unknown |  | No
159 | 230 | PINE CIR | Hallsville | 75650 | PINE CIR*230 | #N/A | #N/A | Non-Lead - Plastic | Don't Know | Don't Know |  | Non-Lead - Plastic | Unknown |  | Non-Lead | No | No |  | Single Family Residence |  |  | No
161 | 306 | PINE CIR | Hallsville | 75650 | PINE CIR*306 | 32.5169 | -94.5825 | Non-Lead - Plastic | Don't Know |  |  | Non-Lead - Plastic | Unknown |  | Non-Lead | No | No |  | Single Family Residence | Unknown |  | No
162 | 401 | PINE CIR | Hallsville | 75650 | PINE CIR*401 | 32.5165 | -94.5837 | Non-Lead - Plastic | Don't Know |  |  | Non-Lead - Plastic | Unknown |  | Non-Lead | No | No |  | Single Family Residence | Unknown |  | No
164 | 404 | PINE CIR | Hallsville | 75650 | PINE CIR*404 | 32.5171 | -94.5839 | Non-Lead - Plastic | Don't Know |  |  | Non-Lead - Other | Unknown |  | Non-Lead | No | Don't Know |  | Single Family Residence | Unknown |  | No
165 | 406 | PINE CIR | Hallsville | 75650 | PINE CIR*406 | 32.5169 | -94.5839 | Non-Lead - Plastic | Don't Know |  |  | Non-Lead - Plastic | Unknown |  | Non-Lead | No | No |  | Single Family Residence | Unknown |  | No
166 | 408 | PINE CIR | Hallsville | 75650 | PINE CIR*408 | 32.5165 | -94.5838 | Non-Lead - Plastic | Don't Know |  |  | Non-Lead - Plastic | Unknown |  | Non-Lead | No | No |  | Single Family Residence | Unknown |  | No
167 | 407 | PINE CIR | Hallsville | 75650 | PINE CIR*407 | 32.517 | -94.5834 | Non-Lead - Plastic | Don't Know |  |  | Non-Lead - Plastic | Unknown |  | Non-Lead | No | No |  | Single Family Residence | Unknown |  | No
168 | 410 | PINE CIR | Hallsville | 75650 | PINE CIR*410 | 32.516 | -94.5839 | Non-Lead - Plastic | Don't Know |  |  | Non-Lead - Plastic | Unknown |  | Non-Lead | No | No |  | Single Family Residence | Unknown |  | No
169 | 409 | PINE CIR | Hallsville | 75650 | PINE CIR*409 | 32.516087 | -94.583694 | Non-Lead - Plastic | Don't Know |  |  | Non-Lead - Plastic | Unknown |  | Non-Lead |  | Don't Know |  | Single Family Residence | Unknown
170 | 412 | PINE CIR | Hallsville | 75650 | PINE CIR*412 | 32.5158 | -94.5838 | Non-Lead - Plastic | Don't Know |  |  | Non-Lead - Plastic | Unknown |  | Non-Lead | No | No |  | Single Family Residence | Unknown |  | No
171 | 411 | PINE CIR | Hallsville | 75650 | PINE CIR*411 | 32.5156 | -94.5837 | Non-Lead - Plastic | Don't Know |  |  | Non-Lead - Plastic | Unknown |  | Non-Lead | No | No |  | Single Family Residence | Unknown |  | No
173 | 416 | PINE CIR | Hallsville | 75650 | PINE CIR*416 | 32.5154 | -94.5838 | Non-Lead - Plastic | Don't Know |  |  | Non-Lead - Plastic | Unknown |  | Non-Lead | No | No |  | Single Family Residence | Unknown |  | No
174 | 420 | CAL YOUNG RD | Hallsville | 75650 | CAL YOUNG RD*420 | 32.5155 | -94.5838 | Non-Lead - Plastic | Don't Know |  |  | Non-Lead - Plastic | Unknown |  | Non-Lead | No | No |  | Building | No |  | No
175 | 418 | PINE CIR | Hallsville | 75650 | PINE CIR*418 | 32.5154 | -94.5833 | Non-Lead - Plastic | Don't Know |  |  | Non-Lead - Plastic | Unknown |  | Non-Lead | No | No |  | Single Family Residence | Unknown |  | No
176 | 321 | PINE CIR | Hallsville | 75650 | PINE CIR*321 | 32.5154 | -94.583 | Non-Lead - Plastic | Don't Know |  |  | Non-Lead - Plastic | Unknown |  | Non-Lead | No | No |  | Single Family Residence | Unknown |  | No
177 | 319 | PINE CIR | Hallsville | 75650 | PINE CIR*319 | 32.5154 | -94.5826 | Non-Lead - Plastic | Don't Know |  |  | Non-Lead - Plastic | Unknown |  | Non-Lead | No | No |  | Single Family Residence | Unknown |  | No
180 | 312 | PINE CIR | Hallsville | 75650 | PINE CIR*312 | 32.5157 | -94.5824 | Non-Lead - Plastic | Don't Know |  |  | Non-Lead - Copper | Unknown |  | Non-Lead | No | Don't Know |  | Single Family Residence | Unknown |  | No
181 | 313 | PINE CIR | Hallsville | 75650 | PINE CIR*313 | 32.5157 | -94.5822 | Non-Lead - Plastic | Don't Know |  |  | Non-Lead - Plastic | Unknown |  | Non-Lead | No | No |  | Single Family Residence | Unknown |  | No
182 | 310 | PINE CIR | Hallsville | 75650 | PINE CIR*310 | 32.5161 | -94.5824 | Non-Lead - Plastic | Don't Know |  |  | Non-Lead - Plastic | Unknown |  | Non-Lead | No | No |  | Single Family Residence | Unknown |  | No
183 | 311 | PINE CIR | Hallsville | 75650 | PINE CIR*311 | 32.516 | -94.5822 | Non-Lead - Plastic | Don't Know |  |  | Non-Lead - Plastic | Unknown |  | Non-Lead | No | No |  | Single Family Residence | Unknown |  | No
184 | 309 | PINE CIR | Hallsville | 75650 | PINE CIR*309 | #N/A | #N/A | Non-Lead - Plastic | Don't Know | Don't Know |  | Non-Lead - Plastic | Unknown |  | Non-Lead | No | No |  | Single Family Residence |  |  | No
185 | 308 | PINE CIR | Hallsville | 75650 | PINE CIR*308 | 32.5163 | -94.5824 | Non-Lead - Plastic | Don't Know |  |  | Non-Lead - Plastic | Unknown |  | Non-Lead | No | No |  | Single Family Residence | Unknown |  | No
186 | 307 | PINE CIR | Hallsville | 75650 | PINE CIR*307 | 32.516976 | -94.582255 | Non-Lead - Plastic | Don't Know | Don't Know |  | Non-Lead - Plastic | Unknown |  | Non-Lead | No | No |  | Single Family Residence | Unknown |  | No
187 | 305 | PINE CIR | Hallsville | 75650 | PINE CIR*305 | 32.5171 | -94.5827 | Non-Lead - Plastic | Don't Know |  |  | Non-Lead - Plastic | Unknown |  | Non-Lead | No | No |  | Single Family Residence | Unknown |  | No
189 | 301 | PINE CIR | Hallsville | 75650 | PINE CIR*301 | 32.517 | -94.5827 | Non-Lead - Plastic | Don't Know |  |  | Non-Lead - Plastic | Unknown |  | Non-Lead | No | No |  | Single Family Residence | Unknown |  | No
190 | 103 A | YOUNG RD | Hallsville | 75650 | YOUNG RD*103 A | 32.5154 | -94.5764 | Non-Lead - Plastic | Don't Know |  |  | Non-Lead - Plastic | Unknown |  | Non-Lead | No | No |  | Multiple Family Residence | Unknown |  | No
191 | 103 B | YOUNG RD | Hallsville | 75650 | YOUNG RD*103 B | 32.5155 | -94.5763 | Non-Lead - Plastic | Don't Know |  |  | Non-Lead - Plastic | Unknown |  | Non-Lead | No | No |  | Multiple Family Residence | Unknown |  | No
192 | 105 A | YOUNG RD | Hallsville | 75650 | YOUNG RD*105 A | 32.5155 | -94.5761 | Non-Lead - Plastic | Don't Know |  |  | Non-Lead - Plastic | Unknown |  | Non-Lead | No | No |  | Multiple Family Residence | Unknown |  | No
193 | 105 B | YOUNG RD | Hallsville | 75650 | YOUNG RD*105 B | 32.5155 | -94.5761 | Non-Lead - Plastic | Don't Know |  |  | Non-Lead - Plastic | Unknown |  | Non-Lead | No | No |  | Multiple Family Residence | Unknown |  | No
194 | 107 A | YOUNG RD | Hallsville | 75650 | YOUNG RD*107 A | 32.5155 | -94.5758 | Non-Lead - Plastic | Don't Know |  |  | Non-Lead - Plastic | Unknown |  | Non-Lead | No | No |  | Multiple Family Residence | Unknown |  | No
195 | 107 B | YOUNG RD | Hallsville | 75650 | YOUNG RD*107 B | 32.5155 | -94.5759 | Non-Lead - Plastic | Don't Know |  |  | Non-Lead - Plastic | Unknown |  | Non-Lead | No | No |  | Multiple Family Residence | Unknown |  | No
196 | 109 | YOUNG RD | Hallsville | 75650 | YOUNG RD*109 | 32.5156 | -94.5755 | Non-Lead - Plastic | Don't Know |  |  | Non-Lead - Plastic | Unknown |  | Non-Lead | No | No |  | Single Family Residence | Unknown |  | No
197 | 111 | YOUNG RD | Hallsville | 75650 | YOUNG RD*111 | 32.5156 | -94.5755 | Non-Lead - Plastic | Don't Know |  |  | Non-Lead - Plastic | Unknown |  | Non-Lead | No | No |  | Single Family Residence | Unknown |  | No
198 | 112 | YOUNG RD | Hallsville | 75650 | YOUNG RD*112 | 32.5154 | -94.5753 | Non-Lead - Plastic | Don't Know |  | customer side iron | Non-Lead - Other | Unknown |  | Non-Lead | No | Don't Know |  | Single Family Residence | No |  | No
199 | 114 | YOUNG RD | Hallsville | 75650 | YOUNG RD*114 | 32.5155 | -94.5752 | Non-Lead - Plastic | Don't Know |  |  | Non-Lead - Plastic | Unknown |  | Non-Lead | No | No |  | Single Family Residence | Unknown |  | No
200 | 113 | YOUNG RD | Hallsville | 75650 | YOUNG RD*113 | 32.5157 | -94.5751 | Non-Lead - Plastic | Don't Know |  |  | Non-Lead - Plastic | Unknown |  | Non-Lead | No | No |  | Single Family Residence | Unknown |  | No
203 | 516 | YOUNG RD | Hallsville | 75650 | YOUNG RD*516 | 32.5165 | -94.5698 | Non-Lead - Plastic | Don't Know |  |  | Non-Lead - Plastic | Unknown |  | Non-Lead | No | No |  | Single Family Residence | Unknown |  | No
204 | 605 | SHERWOOD OAKS | Hallsville | 75650 | SHERWOOD OAKS*605 | 32.5158 | -94.5689 | Non-Lead - Plastic | Don't Know |  |  | Non-Lead - Plastic | Unknown |  | Non-Lead | No | No |  | Single Family Residence | Unknown |  | No
205 | 603 | SHERWOOD OAKS | Hallsville | 75650 | SHERWOOD OAKS*603 | 32.5159 | -94.569 | Non-Lead - Plastic | Don't Know |  |  | Non-Lead - Plastic | Unknown |  | Non-Lead | No | No |  | Single Family Residence | Unknown |  | No
206 | 601 | SHERWOOD OAKS | Hallsville | 75650 | SHERWOOD OAKS*601 | 32.5144 | -94.569 | Non-Lead - Plastic | Don't Know |  |  | Non-Lead - Copper | Unknown |  | Non-Lead | No | Don't Know |  | Single Family Residence | Unknown |  | No
207 | 511 | TRAILRIDGE CIR | Hallsville | 75650 | TRAILRIDGE CIR*511 | 32.5137 | -94.5696 | Non-Lead - Plastic | Don't Know |  |  | Non-Lead - Plastic | Unknown |  | Non-Lead | No | No |  | Single Family Residence | Unknown |  | No
208 | 509 | TRAILRIDGE CIR | Hallsville | 75650 | TRAILRIDGE CIR*509 | 32.5128 | -94.5696 | Non-Lead - Plastic | Don't Know |  |  | Non-Lead - Plastic | Unknown |  | Non-Lead | No | No |  | Single Family Residence | Unknown |  | No
209 | 507 | TRAILRIDGE CIR | Hallsville | 75650 | TRAILRIDGE CIR*507 | 32.5124 | -94.5696 | Non-Lead - Plastic | Don't Know |  |  | Non-Lead - Plastic | Unknown |  | Non-Lead | No | No |  | Single Family Residence | Unknown |  | No
210 | 505 | TRAILRIDGE CIR | Hallsville | 75650 | TRAILRIDGE CIR*505 | 32.5116 | -94.5696 | Non-Lead - Plastic | Don't Know |  |  | Non-Lead - Plastic | Unknown |  | Non-Lead | No | No |  | Single Family Residence | Unknown |  | No
211 | 503 | TRAILRIDGE CIR | Hallsville | 75650 | TRAILRIDGE CIR*503 | 32.511 | -94.5696 | Non-Lead - Plastic | Don't Know |  |  | Non-Lead - Plastic | Unknown |  | Non-Lead | No | No |  | Single Family Residence | Unknown |  | No
212 | 500 | TRAILRIDGE CIR | Hallsville | 75650 | TRAILRIDGE CIR*500 | 32.5106 | -94.5699 | Non-Lead - Plastic | Don't Know |  |  | Non-Lead - Plastic | Unknown |  | Non-Lead | No | No |  | Single Family Residence | Unknown |  | No
213 | 502 | TRAILRIDGE CIR | Hallsville | 75650 | TRAILRIDGE CIR*502 | 32.5107 | -94.5696 | Non-Lead - Plastic | Don't Know |  |  | Non-Lead - Plastic | Unknown |  | Non-Lead | No | No |  | Single Family Residence | Unknown |  | No
214 | 504 | TRAILRIDGE CIR | Hallsville | 75650 | TRAILRIDGE CIR*504 | 32.5112 | -94.5693 | Non-Lead - Plastic | Don't Know |  |  | Non-Lead - Plastic | Unknown |  | Non-Lead | No | No |  | Single Family Residence | Unknown |  | No
215 | 506 | TRAILRIDGE CIR | Hallsville | 75650 | TRAILRIDGE CIR*506 | 32.5117 | -94.5693 | Non-Lead - Plastic | Don't Know |  |  | Non-Lead - Plastic | Unknown |  | Non-Lead | No | No |  | Single Family Residence | Unknown |  | No
216 | 508 | TRAILRIDGE CIR | Hallsville | 75650 | TRAILRIDGE CIR*508 | 32.5125 | -94.5693 | Non-Lead - Plastic | Don't Know |  |  | Non-Lead - Plastic | Unknown |  | Non-Lead | No | No |  | Single Family Residence | Unknown |  | No
217 | 510 | TRAILRIDGE CIR | Hallsville | 75650 | TRAILRIDGE CIR*510 | 32.5139 | -94.5692 | Non-Lead - Plastic | Don't Know |  |  | Non-Lead - Plastic | Unknown |  | Non-Lead | No | No |  | Single Family Residence | Unknown |  | No
218 | 518 | TRAILRIDGE CIR | Hallsville | 75650 | TRAILRIDGE CIR*518 | 32.5137 | -94.5677 | Non-Lead - Plastic | Don't Know |  |  | Non-Lead - Plastic | Unknown |  | Non-Lead | No | No |  | Single Family Residence | Unknown |  | No
219 | 520 | TRAILRIDGE CIR | Hallsville | 75650 | TRAILRIDGE CIR*520 | 32.5126 | -94.5677 | Non-Lead - Plastic | Don't Know |  |  | Non-Lead - Plastic | Unknown |  | Non-Lead | No | No |  | Single Family Residence | Unknown |  | No
220 | 522 | TRAILRIDGE CIR | Hallsville | 75650 | TRAILRIDGE CIR*522 | 32.5118 | -94.5677 | Non-Lead - Plastic | Don't Know |  |  | Non-Lead - Plastic | Unknown |  | Non-Lead | No | No |  | Single Family Residence | Unknown |  | No
221 | 524 | TRAILRIDGE CIR | Hallsville | 75650 | TRAILRIDGE CIR*524 | 32.5109 | -94.5677 | Non-Lead - Plastic | Don't Know |  |  | Non-Lead - Plastic | Unknown |  | Non-Lead | No | No |  | Single Family Residence | Unknown |  | No
222 | 526 | TRAILRIDGE CIR | Hallsville | 75650 | TRAILRIDGE CIR*526 | 32.5104 | -94.5677 | Non-Lead - Plastic | Don't Know |  |  | Non-Lead - Plastic | Unknown |  | Non-Lead | No | No |  | Single Family Residence | Unknown |  | No
223 | 505 | TIMBERIDGE LN | Hallsville | 75650 | TIMBERIDGE LN*505 | 32.5094 | -94.568 | Non-Lead - Plastic | Don't Know |  |  | Non-Lead - Plastic | Unknown |  | Non-Lead | No | No |  | Single Family Residence | Unknown |  | No
224 | 503 | TIMBERIDGE LN | Hallsville | 75650 | TIMBERIDGE LN*503 | 32.5095 | -94.5689 | Non-Lead - Plastic | Don't Know |  |  | Non-Lead - Plastic | Unknown |  | Non-Lead | No | No |  | Single Family Residence | Unknown |  | No
225 | 501 | TIMBERIDGE LN | Hallsville | 75650 | TIMBERIDGE LN*501 | 32.5094 | -94.5697 | Non-Lead - Plastic | Don't Know |  |  | Non-Lead - Plastic | Unknown |  | Non-Lead | No | No |  | Single Family Residence | Unknown |  | No
226 | 504 | TIMBERIDGE LN | Hallsville | 75650 | TIMBERIDGE LN*504 | 32.5093 | -94.5689 | Non-Lead - Plastic | Don't Know |  |  | Non-Lead - Plastic | Unknown |  | Non-Lead | No | No |  | Single Family Residence | Unknown |  | No
227 | 506 | TIMBERIDGE LN | Hallsville | 75650 | TIMBERIDGE LN*506 | 32.509 | -94.5677 | Non-Lead - Plastic | Don't Know |  |  | Non-Lead - Plastic | Unknown |  | Non-Lead | No | No |  | Single Family Residence | No |  | No
228 | 532 | TRAILRIDGE CIR | Hallsville | 75650 | TRAILRIDGE CIR*532 | 32.5086 | -94.5677 | Non-Lead - Plastic | Don't Know |  |  | Non-Lead - Plastic | Unknown |  | Non-Lead | No | No |  | Single Family Residence | No |  | No
229 | 533 | TRAILRIDGE CIR | Hallsville | 75650 | TRAILRIDGE CIR*533 | 32.5088 | -94.5675 | Non-Lead - Plastic | Don't Know |  |  | Non-Lead - Plastic | Unknown |  | Non-Lead | No | No |  | Single Family Residence | No |  | No
230 | 531 | TRAILRIDGE CIR | Hallsville | 75650 | TRAILRIDGE CIR*531 | 32.5095 | -94.5675 | Non-Lead - Plastic | Don't Know |  |  | Non-Lead - Plastic | Unknown |  | Non-Lead | No | No |  | Single Family Residence | Unknown |  | No
231 | 529 | TRAILRIDGE CIR | Hallsville | 75650 | TRAILRIDGE CIR*529 | 32.5102 | -94.5675 | Non-Lead - Plastic | Don't Know |  |  | Non-Lead - Plastic | Unknown |  | Non-Lead | No | No |  | Single Family Residence | Unknown |  | No
232 | 527 | TRAILRIDGE CIR | Hallsville | 75650 | TRAILRIDGE CIR*527 | 32.5108 | -94.5676 | Non-Lead - Plastic | Don't Know |  |  | Non-Lead - Plastic | Unknown |  | Non-Lead | No | No |  | Single Family Residence | Unknown |  | No
233 | 525 | TRAILRIDGE CIR | Hallsville | 75650 | TRAILRIDGE CIR*525 | 32.5115 | -94.5675 | Non-Lead - Plastic | Don't Know |  |  | Non-Lead - Plastic | Unknown |  | Non-Lead | No | No |  | Single Family Residence | Unknown |  | No
234 | 523 | TRAILRIDGE CIR | Hallsville | 75650 | TRAILRIDGE CIR*523 | 32.5123 | -94.5676 | Non-Lead - Plastic | Don't Know |  |  | Non-Lead - Plastic | Unknown |  | Non-Lead | No | No |  | Single Family Residence | Unknown |  | No
235 | 521 | TRAILRIDGE CIR | Hallsville | 75650 | TRAILRIDGE CIR*521 | 32.5128 | -94.5676 | Non-Lead - Plastic | Don't Know |  |  | Non-Lead - Plastic | Unknown |  | Non-Lead | No | No |  | Single Family Residence | Unknown |  | No
236 | 519 | TRAILRIDGE CIR | Hallsville | 75650 | TRAILRIDGE CIR*519 | 32.5136 | -94.5675 | Non-Lead - Plastic | Don't Know |  |  | Non-Lead - Plastic | Unknown |  | Non-Lead | No | No |  | Single Family Residence | Unknown |  | No
237 | 517 | TRAILRIDGE CIR | Hallsville | 75650 | TRAILRIDGE CIR*517 | 32.5139 | -94.5677 | Non-Lead - Plastic | Don't Know |  |  | Non-Lead - Plastic | Unknown |  | Non-Lead | No | No |  | Single Family Residence | Unknown |  | No
239 | 602 | SHERWOOD OAKS | Hallsville | 75650 | SHERWOOD OAKS*602 | 32.5153 | -94.5687 | Non-Lead - Plastic | Don't Know |  |  | Non-Lead - Plastic | Unknown |  | Non-Lead | No | No |  | Single Family Residence | Unknown |  | No
240 | 604 | SHERWOOD OAKS | Hallsville | 75650 | SHERWOOD OAKS*604 | 32.5157 | -94.5687 | Non-Lead - Plastic | Don't Know |  |  | Non-Lead - Copper | Unknown |  | Non-Lead | No | Don't Know |  | Single Family Residence | Unknown |  | No
241 | 401 A | KEARLEY DR | Hallsville | 75650 | KEARLEY DR*401 A | 32.5161 | -94.5705 | Non-Lead - Plastic | Don't Know |  |  | Non-Lead - Plastic | Unknown |  | Non-Lead | No | No |  | Multiple Family Residence | No |  | No
242 | 401 B | KEARLEY DR | Hallsville | 75650 | KEARLEY DR*401 B | 32.5162 | -94.5705 | Non-Lead - Plastic | Don't Know |  |  | Non-Lead - Plastic | Unknown |  | Non-Lead | No | No |  | Multiple Family Residence | Unknown |  | No
243 | 403 A | KEARLEY DR | Hallsville | 75650 | KEARLEY DR*403 A | 32.5159 | -94.5705 | Non-Lead - Plastic | Don't Know |  |  | Non-Lead - Plastic | Unknown |  | Non-Lead | No | No |  | Multiple Family Residence | No |  | No
244 | 403 B | KEARLEY DR | Hallsville | 75650 | KEARLEY DR*403 B | 32.5159 | -94.5706 | Non-Lead - Plastic | Don't Know |  |  | Non-Lead - Plastic | Unknown |  | Non-Lead | No | No |  | Multiple Family Residence | No |  | No
245 | 405 A & B | KEARLEY DR | Hallsville | 75650 | KEARLEY DR*405 A & B | 32.5155 | -94.5705 | Non-Lead - Plastic | Don't Know |  |  | Non-Lead - Plastic | Unknown |  | Non-Lead | No | No |  | Multiple Family Residence | Unknown |  | No
247 | 407 A | KEARLEY DR | Hallsville | 75650 | KEARLEY DR*407 A | 32.5152 | -94.5705 | Non-Lead - Plastic | Don't Know |  |  | Non-Lead - Plastic | Unknown |  | Non-Lead | No | No |  | Multiple Family Residence | Unknown |  | No
248 | 407 B | KEARLEY DR | Hallsville | 75650 | KEARLEY DR*407 B | 32.5153 | -94.5706 | Non-Lead - Plastic | Don't Know |  |  | Non-Lead - Plastic | Unknown |  | Non-Lead | No | No |  | Multiple Family Residence | Unknown |  | No
249 | 409 | A KEARLEY DR | Hallsville | 75650 | A KEARLEY DR*409 | 32.515 | -94.5707 | Non-Lead - Plastic | Don't Know |  |  | Non-Lead - Plastic | Unknown |  | Non-Lead | No | No |  | Multiple Family Residence | No |  | No
250 | 409 B | KEARLEY DR | Hallsville | 75650 | KEARLEY DR*409 B | 32.515 | -94.5705 | Non-Lead - Plastic | Don't Know |  |  | Non-Lead - Plastic | Unknown |  | Non-Lead | No | No |  | Multiple Family Residence | Unknown |  | No
251 | 411 A | KEARLEY DR | Hallsville | 75650 | KEARLEY DR*411 A | 32.5148 | -94.5705 | Non-Lead - Plastic | Don't Know |  |  | Non-Lead - Plastic | Unknown |  | Non-Lead | No | No |  | Multiple Family Residence | No |  | No
252 | 411 B | KEARLEY DR | Hallsville | 75650 | KEARLEY DR*411 B | 32.5148 | -94.5706 | Non-Lead - Plastic | Don't Know |  |  | Non-Lead - Plastic | Unknown |  | Non-Lead | No | No |  | Multiple Family Residence | No |  | No
253 | 413 A | KEARLEY DR | Hallsville | 75650 | KEARLEY DR*413 A | 32.5146 | -94.5705 | Non-Lead - Plastic | Don't Know |  |  | Non-Lead - Plastic | Unknown |  | Non-Lead | No | No |  | Multiple Family Residence | No |  | No
254 | 413 B | KEARLEY DR | Hallsville | 75650 | KEARLEY DR*413 B | 32.5146 | -94.5705 | Non-Lead - Plastic | Don't Know |  |  | Non-Lead - Plastic | Unknown |  | Non-Lead | No | No |  | Multiple Family Residence | No |  | No
255 | 414 B | KEARLEY DR | Hallsville | 75650 | KEARLEY DR*414 B | 32.5145 | -94.5706 | Non-Lead - Plastic | Don't Know |  |  | Non-Lead - Plastic | Unknown |  | Non-Lead | No | No |  | Multiple Family Residence | No |  | No
256 | 412 A | KEARLEY DR | Hallsville | 75650 | KEARLEY DR*412 A | 32.5145 | -94.5708 | Non-Lead - Plastic | Don't Know |  |  | Non-Lead - Plastic | Unknown |  | Non-Lead | No | No |  | Multiple Family Residence | No |  | No
257 | 410 B | KEARLEY DR | Hallsville | 75650 | KEARLEY DR*410 B | 32.5147 | -94.5707 | Non-Lead - Plastic | Don't Know |  |  | Non-Lead - Plastic | Unknown |  | Non-Lead | No | No |  | Multiple Family Residence | No |  | No
258 | 410 A | KEARLEY DR | Hallsville | 75650 | KEARLEY DR*410 A | 32.5147 | -94.5707 | Non-Lead - Plastic | Don't Know |  |  | Non-Lead - Plastic | Unknown |  | Non-Lead | No | No |  | Multiple Family Residence | No |  | No
259 | 408 A | KEARLEY DR | Hallsville | 75650 | KEARLEY DR*408 A | 32.515 | -94.5708 | Non-Lead - Plastic | Don't Know |  |  | Non-Lead - Plastic | Unknown |  | Non-Lead | No | No |  | Multiple Family Residence | Unknown |  | No
260 | 408 B | KEARLEY DR | Hallsville | 75650 | KEARLEY DR*408 B | 32.515 | -94.5708 | Non-Lead - Plastic | Don't Know |  |  | Non-Lead - Plastic | Unknown |  | Non-Lead | No | No |  | Multiple Family Residence | No |  | No
261 | 406 A & B | KEARLEY DR | Hallsville | 75650 | KEARLEY DR*406 A & B | 32.5152 | -94.5707 | Non-Lead - Plastic | Don't Know |  |  | Non-Lead - Plastic | Unknown |  | Non-Lead | No | No |  | Multiple Family Residence | Unknown |  | No
263 | 404 B | KEARLEY DR | Hallsville | 75650 | KEARLEY DR*404 B | 32.5156 | -94.5708 | Non-Lead - Plastic | Don't Know |  |  | Non-Lead - Plastic | Unknown |  | Non-Lead | No | No |  | Multiple Family Residence | Unknown |  | No
264 | 404 A | KEARLEY DR | Hallsville | 75650 | KEARLEY DR*404 A | 32.5156 | -94.5708 | Non-Lead - Plastic | Don't Know |  |  | Non-Lead - Plastic | Unknown |  | Non-Lead | No | No |  | Multiple Family Residence | Unknown |  | No
265 | 402 B | KEARLEY DR | Hallsville | 75650 | KEARLEY DR*402 B | 32.5158 | -94.5708 | Non-Lead - Plastic | Don't Know |  |  | Non-Lead - Plastic | Unknown |  | Non-Lead | No | No |  | Multiple Family Residence | Unknown |  | No
266 | 402 A | KEARLEY DR | Hallsville | 75650 | KEARLEY DR*402 A | 32.5159 | -94.5707 | Non-Lead - Plastic | Don't Know |  |  | Non-Lead - Plastic | Unknown |  | Non-Lead | No | No |  | Multiple Family Residence | No |  | No
267 | 400 B | KEARLEY DR | Hallsville | 75650 | KEARLEY DR*400 B | 32.5161 | -94.5707 | Non-Lead - Plastic | Don't Know |  |  | Non-Lead - Plastic | Unknown |  | Non-Lead | No | No |  | Multiple Family Residence | No |  | No
268 | 400 A | KEARLEY DR | Hallsville | 75650 | KEARLEY DR*400 A | 32.5161 | -94.5707 | Non-Lead - Plastic | Don't Know |  |  | Non-Lead - Plastic | Unknown |  | Non-Lead | No | No |  | Multiple Family Residence | No |  | No
269 | 301 | NORRIS DR | Hallsville | 75650 | NORRIS DR*301 | 32.516 | -94.5717 | Non-Lead - Plastic | Don't Know |  |  | Non-Lead - Plastic | Unknown |  | Non-Lead | No | No |  | Single Family Residence | No |  | No
270 | 300 | NORRIS DR | Hallsville | 75650 | NORRIS DR*300 | 32.516 | -94.5717 | Non-Lead - Plastic | Don't Know |  |  | Non-Lead - Copper | Unknown |  | Non-Lead | No | Don't Know |  | Single Family Residence | No |  | No
271 | 303 | NORRIS DR | Hallsville | 75650 | NORRIS DR*303 | 32.5157 | -94.5715 | Non-Lead - Plastic | Don't Know |  |  | Non-Lead - Plastic | Unknown |  | Non-Lead | No | No |  | Single Family Residence | No |  | No
272 | 302 | NORRIS DR | Hallsville | 75650 | NORRIS DR*302 | 32.5157 | -94.5717 | Non-Lead - Plastic | Don't Know |  |  | Non-Lead - Plastic | Unknown |  | Non-Lead | No | No |  | Single Family Residence | Unknown |  | No
273 | 305 | NORRIS DR | Hallsville | 75650 | NORRIS DR*305 | 32.5156 | -94.5715 | Non-Lead - Plastic | Don't Know |  |  | Non-Lead - Plastic | Unknown |  | Non-Lead | No | No |  | Single Family Residence | No |  | No
274 | 304 | NORRIS DR | Hallsville | 75650 | NORRIS DR*304 | 32.5155 | -94.5717 | Non-Lead - Plastic | Don't Know |  |  | Non-Lead - Plastic | Unknown |  | Non-Lead | No | No |  | Single Family Residence | No |  | No
275 | 307 | NORRIS DR | Hallsville | 75650 | NORRIS DR*307 | 32.5153 | -94.5715 | Non-Lead - Plastic | Don't Know |  |  | Non-Lead - Plastic | Unknown |  | Non-Lead | No | No |  | Single Family Residence | No |  | No
276 | 306 | NORRIS DR | Hallsville | 75650 | NORRIS DR*306 | 32.5153 | -94.5717 | Non-Lead - Plastic | Don't Know |  |  | Non-Lead - Plastic | Unknown |  | Non-Lead | No | No |  | Single Family Residence | Unknown |  | No
277 | 309 | NORRIS DR | Hallsville | 75650 | NORRIS DR*309 | 32.5151 | -94.5715 | Non-Lead - Plastic | Don't Know |  |  | Non-Lead - Plastic | Unknown |  | Non-Lead | No | No |  | Single Family Residence | Unknown |  | No
278 | 308 | NORRIS DR | Hallsville | 75650 | NORRIS DR*308 | 32.51521 | -94.571673 | Non-Lead - Plastic | Don't Know | Don't Know |  | Non-Lead - Plastic | Unknown |  | Non-Lead | No | No |  | Single Family Residence | Unknown |  | No
279 | 311 | NORRIS DR | Hallsville | 75650 | NORRIS DR*311 | 32.5149 | -94.5715 | Non-Lead - Plastic | Don't Know |  |  | Non-Lead - Plastic | Unknown |  | Non-Lead | No | No |  | Single Family Residence | No |  | No
280 | 310 | NORRIS DR | Hallsville | 75650 | NORRIS DR*310 | 32.5147 | -94.5717 | Non-Lead - Plastic | Don't Know |  |  | Non-Lead - Plastic | Unknown |  | Non-Lead | No | No |  | Single Family Residence | No |  | No
281 | 313 | NORRIS DR | Hallsville | 75650 | NORRIS DR*313 | 32.5147 | -94.5716 | Non-Lead - Plastic | Don't Know |  |  | Non-Lead - Plastic | Unknown |  | Non-Lead | No | No |  | Single Family Residence | Unknown |  | No
282 | 315 | NORRIS DR | Hallsville | 75650 | NORRIS DR*315 | 32.5145 | -94.5714 | Non-Lead - Plastic | Don't Know |  |  | Non-Lead - Plastic | Unknown |  | Non-Lead | No | No |  | Single Family Residence | No |  | No
283 | 317 | NORRIS DR | Hallsville | 75650 | NORRIS DR*317 | 32.5145 | -94.5718 | Non-Lead - Plastic | Don't Know |  |  | Non-Lead - Plastic | Unknown |  | Non-Lead | No | No |  | Single Family Residence | Unknown |  | No
284 | 319 | NORRIS DR | Hallsville | 75650 | NORRIS DR*319 | 32.5145 | -94.5719 | Non-Lead - Plastic | Don't Know |  |  | Non-Lead - Plastic | Unknown |  | Non-Lead | No | No |  | Single Family Residence | No |  | No
286 | 216 | NORRIS DR | Hallsville | 75650 | NORRIS DR*216 | 32.5144 | -94.5721 | Non-Lead - Plastic | Don't Know |  |  | Non-Lead - Plastic | Unknown |  | Non-Lead | No | No |  | Single Family Residence | Unknown |  | No
287 | 209 | NORRIS DR | Hallsville | 75650 | NORRIS DR*209 | 32.5148 | -94.5725 | Non-Lead - Plastic | Don't Know |  |  | Non-Lead - Plastic | Unknown |  | Non-Lead | No | No |  | Single Family Residence | Unknown |  | No
288 | 214 | NORRIS DR | Hallsville | 75650 | NORRIS DR*214 | 32.5144 | -94.5723 | Non-Lead - Plastic | Don't Know |  |  | Non-Lead - Plastic | Unknown |  | Non-Lead | No | No |  | Single Family Residence | Unknown |  | No
289 | 212 | NORRIS DR | Hallsville | 75650 | NORRIS DR*212 | 32.5144 | -94.5725 | Non-Lead - Plastic | Don't Know |  |  | Non-Lead - Plastic | Unknown |  | Non-Lead | No | No |  | Single Family Residence | Unknown |  | No
290 | 210 | NORRIS DR | Hallsville | 75650 | NORRIS DR*210 | 32.5145 | -94.5727 | Non-Lead - Plastic | Don't Know |  |  | Non-Lead - Plastic | Unknown |  | Non-Lead | No | No |  | Single Family Residence | Unknown |  | No
291 | 208 | NORRIS DR | Hallsville | 75650 | NORRIS DR*208 | 32.5148 | -94.5726 | Non-Lead - Plastic | Don't Know |  |  | Non-Lead - Plastic | Unknown |  | Non-Lead | No | No |  | Single Family Residence | Unknown |  | No
292 | 207 | NORRIS DR | Hallsville | 75650 | NORRIS DR*207 | 32.5151 | -94.5725 | Non-Lead - Plastic | Don't Know |  |  | Non-Lead - Plastic | Unknown |  | Non-Lead | No | No |  | Single Family Residence | Unknown |  | No
293 | 206 | NORRIS DR | Hallsville | 75650 | NORRIS DR*206 | 32.515 | -94.5726 | Non-Lead - Plastic | Don't Know |  |  | Non-Lead - Plastic | Unknown |  | Non-Lead | No | No |  | Single Family Residence | Unknown |  | No
294 | 205 | NORRIS DR | Hallsville | 75650 | NORRIS DR*205 | 32.5153 | -94.5725 | Non-Lead - Plastic | Don't Know |  |  | Non-Lead - Plastic | Unknown |  | Non-Lead | No | No |  | Single Family Residence | Unknown |  | No
295 | 204 | NORRIS DR | Hallsville | 75650 | NORRIS DR*204 | 32.5154 | -94.5726 | Non-Lead - Plastic | Don't Know |  |  | Non-Lead - Plastic | Unknown |  | Non-Lead | No | No |  | Single Family Residence | Unknown |  | No
296 | 203 | NORRIS DR | Hallsville | 75650 | NORRIS DR*203 | 32.5156 | -94.5725 | Non-Lead - Plastic | Don't Know |  |  | Non-Lead - Plastic | Unknown |  | Non-Lead | No | No |  | Single Family Residence | Unknown |  | No
297 | 202 | NORRIS DR | Hallsville | 75650 | NORRIS DR*202 | 32.5155 | -94.5727 | Non-Lead - Plastic | Don't Know |  |  | Non-Lead - Plastic | Unknown |  | Non-Lead | No | No |  | Single Family Residence | Unknown |  | No
298 | 201 | NORRIS DR | Hallsville | 75650 | NORRIS DR*201 | 32.5158 | -94.5724 | Non-Lead - Plastic | Don't Know |  |  | Non-Lead - Plastic | Unknown |  | Non-Lead | No | No |  | Single Family Residence | Unknown |  | No
299 | 200 | NORRIS DR | Hallsville | 75650 | NORRIS DR*200 | 32.5157 | -94.5727 | Non-Lead - Plastic | Don't Know |  |  | Non-Lead - Plastic | Unknown |  | Non-Lead | No | No |  | Single Family Residence | Unknown |  | No
300 | 616 | COLLINS POINT RD | Hallsville | 75650 | COLLINS POINT RD*616 | 32.5156 | -94.5734 | Non-Lead - Plastic | Don't Know |  |  | Non-Lead - Plastic | Unknown |  | Non-Lead | No | No |  | Single Family Residence | Unknown |  | No
301 | 614 | COLLINS POINT RD | Hallsville | 75650 | COLLINS POINT RD*614 | 32.5152 | -94.5734 | Non-Lead - Plastic | Don't Know |  |  | Non-Lead - Plastic | Unknown |  | Non-Lead | No | No |  | Single Family Residence | Unknown |  | No
302 | 612 | COLLINS POINT RD | Hallsville | 75650 | COLLINS POINT RD*612 | 32.515016 | -94.573443 | Non-Lead - Plastic | Don't Know | Don't Know |  | Non-Lead - Plastic | Unknown |  | Non-Lead | No | No |  | Single Family Residence | Unknown |  | No
303 | 610 | COLLINS POINT RD | Hallsville | 75650 | COLLINS POINT RD*610 | 32.5148 | -94.5734 | Non-Lead - Plastic | Don't Know |  |  | Non-Lead - Plastic | Unknown |  | Non-Lead | No | No |  | Single Family Residence | Unknown |  | No
304 | 608 | COLLINS POINT RD | Hallsville | 75650 | COLLINS POINT RD*608 | 32.5146 | -94.5734 | Non-Lead - Plastic | Don't Know |  |  | Non-Lead - Plastic | Unknown |  | Non-Lead | No | No |  | Single Family Residence | Unknown |  | No
305 | 606 | COLLINS POINT RD | Hallsville | 75650 | COLLINS POINT RD*606 | 32.5143 | -94.5734 | Non-Lead - Plastic | Don't Know |  |  | Non-Lead - Plastic | Unknown |  | Non-Lead | No | No |  | Single Family Residence | Unknown |  | No
306 | 201 | LONGMONT ST | Hallsville | 75650 | LONGMONT ST*201 | 32.5138 | -94.5732 | Non-Lead - Plastic | Don't Know |  |  | Non-Lead - Copper | Unknown |  | Non-Lead | No | Don't Know |  | Single Family Residence | Unknown |  | No
307 | 203 | LONGMONT ST | Hallsville | 75650 | LONGMONT ST*203 | 32.5138 | -94.5728 | Non-Lead - Plastic | Don't Know |  |  | Non-Lead - Copper | Unknown |  | Non-Lead | No | Don't Know |  | Single Family Residence | Unknown |  | No
308 | 205 | LONGMONT ST | Hallsville | 75650 | LONGMONT ST*205 | 32.5138 | -94.5728 | Non-Lead - Plastic | Don't Know |  |  | Non-Lead - Copper | Unknown |  | Non-Lead | No | Don't Know |  | Single Family Residence | Unknown |  | No
309 | 207 | LONGMONT ST | Hallsville | 75650 | LONGMONT ST*207 | 32.5138 | -94.5722 | Non-Lead - Plastic | Don't Know |  |  | Non-Lead - Copper | Unknown |  | Non-Lead | No | Don't Know |  | Single Family Residence | Unknown |  | No
310 | 209 | LONGMONT ST | Hallsville | 75650 | LONGMONT ST*209 | 32.5138 | -94.5722 | Non-Lead - Plastic | Don't Know |  |  | Non-Lead - Copper | Unknown |  | Non-Lead | No | Don't Know |  | Single Family Residence | Unknown |  | No
311 | 211 | LONGMONT ST | Hallsville | 75650 | LONGMONT ST*211 | 32.5138 | -94.5717 | Non-Lead - Plastic | Don't Know |  |  | Non-Lead - Plastic | Unknown |  | Non-Lead | No | No |  | Single Family Residence | Unknown |  | No
312 | 213 | LONGMONT ST | Hallsville | 75650 | LONGMONT ST*213 | 32.5138 | -94.5716 | Non-Lead - Plastic | Don't Know |  |  | Non-Lead - Copper | Unknown |  | Non-Lead | No | Don't Know |  | Single Family Residence | Unknown |  | No
313 | 215 | LONGMONT ST | Hallsville | 75650 | LONGMONT ST*215 | 32.5138 | -94.5711 | Non-Lead - Plastic | Don't Know |  |  | Non-Lead - Plastic | Unknown |  | Non-Lead | No | No |  | Single Family Residence | Unknown |  | No
314 | 217 | LONGMONT ST | Hallsville | 75650 | LONGMONT ST*217 | 32.5138 | -94.5711 | Non-Lead - Plastic | Don't Know |  |  | Non-Lead - Plastic | Unknown |  | Non-Lead | No | Don't Know |  | Single Family Residence | Unknown |  | No
315 | 219 | LONGMONT ST | Hallsville | 75650 | LONGMONT ST*219 | 32.5136 | -94.5709 | Non-Lead - Plastic | Don't Know |  |  | Non-Lead - Copper | Unknown |  | Non-Lead | No | Don't Know |  | Single Family Residence | Unknown |  | No
316 | 221 | LONGMONT ST | Hallsville | 75650 | LONGMONT ST*221 | 32.5136 | -94.5709 | Non-Lead - Plastic | Don't Know |  |  | Non-Lead - Copper | Unknown |  | Non-Lead | No | Don't Know |  | Single Family Residence | Unknown |  | No
317 | 223 | LONGMONT ST | Hallsville | 75650 | LONGMONT ST*223 | 32.5132 | -94.5709 | Non-Lead - Plastic | Don't Know |  |  | Non-Lead - Copper | Unknown |  | Non-Lead | No | Don't Know |  | Single Family Residence | Unknown |  | No
318 | 225 | LONGMONT ST | Hallsville | 75650 | LONGMONT ST*225 | 32.5132 | -94.5709 | Non-Lead - Plastic | Don't Know |  |  | Non-Lead - Copper | Unknown |  | Non-Lead | No | Don't Know |  | Single Family Residence | Unknown |  | No
319 | 227 | LONGMONT ST | Hallsville | 75650 | LONGMONT ST*227 | 32.5127 | -94.5709 | Non-Lead - Plastic | Don't Know |  |  | Non-Lead - Plastic | Unknown |  | Non-Lead | No | No |  | Single Family Residence | Unknown |  | No
320 | 229 | LONGMONT ST | Hallsville | 75650 | LONGMONT ST*229 | 32.5128 | -94.5709 | Non-Lead - Plastic | Don't Know |  |  | Non-Lead - Copper | Unknown |  | Non-Lead | No | Don't Know |  | Single Family Residence | Unknown |  | No
321 | 231 | LONGMONT ST | Hallsville | 75650 | LONGMONT ST*231 | 32.5124 | -94.571 | Non-Lead - Plastic | Don't Know |  |  | Non-Lead - Copper | Unknown |  | Non-Lead | No | Don't Know |  | Single Family Residence | Unknown |  | No
322 | 232 | LONGMONT ST | Hallsville | 75650 | LONGMONT ST*232 | 32.5124 | -94.5709 | Non-Lead - Plastic | Don't Know |  |  | Non-Lead - Copper | Unknown |  | Non-Lead | No | Don't Know |  | Single Family Residence | Unknown |  | No
323 | 230 | LONGMONT ST | Hallsville | 75650 | LONGMONT ST*230 | 32.5125 | -94.5712 | Non-Lead - Plastic | Don't Know |  |  | Non-Lead - Copper | Unknown |  | Non-Lead | No | Don't Know |  | Single Family Residence | Unknown |  | No
324 | 228 | LONGMONT ST | Hallsville | 75650 | LONGMONT ST*228 | 32.5126 | -94.5711 | Non-Lead - Plastic | Don't Know |  |  | Non-Lead - Copper | Unknown |  | Non-Lead | No | Don't Know |  | Single Family Residence | Unknown |  | No
325 | 226 | LONGMONT ST | Hallsville | 75650 | LONGMONT ST*226 | 32.513 | -94.571 | Non-Lead - Plastic | Don't Know |  |  | Non-Lead - Copper | Unknown |  | Non-Lead | No | Don't Know |  | Single Family Residence | Unknown |  | No
326 | 224 | LONGMONT ST | Hallsville | 75650 | LONGMONT ST*224 | 32.5132 | -94.5711 | Non-Lead - Plastic | Don't Know |  |  | Non-Lead - Copper | Unknown |  | Non-Lead | No | Don't Know |  | Single Family Residence | Unknown |  | No
327 | 214 | LONGMONT ST | Hallsville | 75650 | LONGMONT ST*214 | 32.5137 | -94.5713 | Non-Lead - Plastic | Don't Know |  |  | Non-Lead - Copper | Unknown |  | Non-Lead | No | Don't Know |  | Single Family Residence | Unknown |  | No
328 | 212 | LONGMONT ST | Hallsville | 75650 | LONGMONT ST*212 | 32.5137 | -94.5715 | Non-Lead - Plastic | Don't Know |  |  | Non-Lead - Copper | Unknown |  | Non-Lead | No | Don't Know |  | Single Family Residence | Unknown |  | No
329 | 210 | LONGMONT ST | Hallsville | 75650 | LONGMONT ST*210 | 32.5137 | -94.5718 | Non-Lead - Plastic | Don't Know |  |  | Non-Lead - Copper | Unknown |  | Non-Lead | No | Don't Know |  | Single Family Residence | Unknown |  | No
330 | 208 | LONGMONT ST | Hallsville | 75650 | LONGMONT ST*208 | 32.5137 | -94.5721 | Non-Lead - Plastic | Don't Know |  |  | Non-Lead - Plastic | Unknown |  | Non-Lead | No | No |  | Single Family Residence | Unknown |  | No
331 | 206 | LONGMONT ST | Hallsville | 75650 | LONGMONT ST*206 | 32.5137 | -94.5725 | Non-Lead - Plastic | Don't Know |  |  | Non-Lead - Copper | Unknown |  | Non-Lead | No | Don't Know |  | Single Family Residence | Unknown |  | No
332 | 204 | LONGMONT ST | Hallsville | 75650 | LONGMONT ST*204 | 32.5136 | -94.5727 | Non-Lead - Plastic | Don't Know |  |  | Non-Lead - Copper | Unknown |  | Non-Lead | No | Don't Know |  | Single Family Residence | Unknown |  | No
333 | 202 | LONGMONT ST | Hallsville | 75650 | LONGMONT ST*202 | 32.5136 | -94.5731 | Non-Lead - Plastic | Don't Know |  |  | Non-Lead - Copper | Unknown |  | Non-Lead | No | Don't Know |  | Single Family Residence | Unknown |  | No
334 | 200 | LONGMONT ST | Hallsville | 75650 | LONGMONT ST*200 | 32.5136 | -94.5733 | Non-Lead - Plastic | Don't Know |  |  | Non-Lead - Plastic | Unknown |  | Non-Lead | No | No |  | Single Family Residence | Unknown |  | No
335 | 600 | COLLINS POINT RD | Hallsville | 75650 | COLLINS POINT RD*600 | 32.5136 | -94.5735 | Non-Lead - Plastic | Don't Know |  |  | Non-Lead - Plastic | Unknown |  | Non-Lead | No | No |  | Single Family Residence | Unknown |  | No
336 | 201 | LAWNDALE ST | Hallsville | 75650 | LAWNDALE ST*201 | 32.5129 | -94.5734 | Non-Lead - Plastic | Don't Know |  |  | Non-Lead - Other | Unknown |  | Non-Lead | No | Don't Know |  | Single Family Residence | Unknown |  | No
337 | 203 | LAWNDALE ST | Hallsville | 75650 | LAWNDALE ST*203 | 32.5129 | -94.5727 | Non-Lead - Plastic | Don't Know |  |  | Non-Lead - Other | Unknown |  | Non-Lead | No | Don't Know |  | Single Family Residence | Unknown |  | No
338 | 205 | LAWNDALE ST | Hallsville | 75650 | LAWNDALE ST*205 | 32.5129 | -94.5728 | Non-Lead - Plastic | Don't Know |  |  | Non-Lead - Copper | Unknown |  | Non-Lead | No | Don't Know |  | Single Family Residence | Unknown |  | No
339 | 207 | LAWNDALE ST | Hallsville | 75650 | LAWNDALE ST*207 | 32.512923 | -94.572174 | Non-Lead - Plastic | Don't Know |  |  | Non-Lead - Plastic | Unknown |  | Non-Lead |  | Don't Know |  | Single Family Residence | Unknown
340 | 209 | LAWNDALE ST | Hallsville | 75650 | LAWNDALE ST*209 | 32.5129 | -94.5722 | Non-Lead - Plastic | Don't Know |  |  | Non-Lead - Other | Unknown |  | Non-Lead | No | Don't Know |  | Single Family Residence | Unknown |  | No
341 | 211 | LAWNDALE ST | Hallsville | 75650 | LAWNDALE ST*211 | 32.5127 | -94.572 | Non-Lead - Plastic | Don't Know |  |  | Non-Lead - Plastic | Unknown |  | Non-Lead | No | No |  | Single Family Residence | Unknown |  | No
342 | 213 | LAWNDALE ST | Hallsville | 75650 | LAWNDALE ST*213 | 32.5127 | -94.572 | Non-Lead - Plastic | Don't Know |  |  | Non-Lead - Plastic | Unknown |  | Non-Lead | No | No |  | Single Family Residence | Unknown |  | No
343 | 215 | LAWNDALE ST | Hallsville | 75650 | LAWNDALE ST*215 | 32.5124 | -94.5719 | Non-Lead - Plastic | Don't Know |  |  | Non-Lead - Copper | Unknown |  | Non-Lead | No | Don't Know |  | Single Family Residence | Unknown |  | No
344 | 210 | LAWNDALE ST | Hallsville | 75650 | LAWNDALE ST*210 | 32.5124 | -94.572 | Non-Lead - Plastic | Don't Know |  |  | Non-Lead - Plastic | Unknown |  | Non-Lead | No | Don't Know |  | Single Family Residence | Unknown |  | No
345 | 208 | LAWNDALE ST | Hallsville | 75650 | LAWNDALE ST*208 | 32.5124 | -94.5722 | Non-Lead - Plastic | Don't Know |  |  | Non-Lead - Plastic | Unknown |  | Non-Lead | No | No |  | Single Family Residence | Unknown |  | No
346 | 206 | LAWNDALE ST | Hallsville | 75650 | LAWNDALE ST*206 | 32.513 | -94.5725 | Non-Lead - Plastic | Don't Know |  |  | Non-Lead - Copper | Unknown |  | Non-Lead | No | Don't Know |  | Single Family Residence | Unknown |  | No
347 | 204 | LAWNDALE ST | Hallsville | 75650 | LAWNDALE ST*204 | 32.5127 | -94.5727 | Non-Lead - Plastic | Don't Know |  |  | Non-Lead - Plastic | Unknown |  | Non-Lead | No | No |  | Single Family Residence | Unknown |  | No
348 | 202 | LAWNDALE ST | Hallsville | 75650 | LAWNDALE ST*202 | 32.5127 | -94.5732 | Non-Lead - Plastic | Don't Know |  |  | Non-Lead - Copper | Unknown |  | Non-Lead | No | Don't Know |  | Single Family Residence | Unknown |  | No
350 | 508 | COLLINS POINT RD | Hallsville | 75650 | COLLINS POINT RD*508 | 32.5123 | -94.5735 | Non-Lead - Plastic | Don't Know |  |  | Non-Lead - Plastic | Unknown |  | Non-Lead | No | Don't Know |  | Single Family Residence | Unknown |  | No
351 | 201 | CHIMNEY RIDGE LN | Hallsville | 75650 | CHIMNEY RIDGE LN*201 | 32.511631 | -94.57322 | Non-Lead - Plastic | Don't Know | Don't Know |  | Non-Lead - Plastic | Unknown |  | Non-Lead | No | No |  | Single Family Residence | Unknown |  | No
352 | 203 | CHIMNEY RIDGE LN | Hallsville | 75650 | CHIMNEY RIDGE LN*203 | 32.5116 | -94.5729 | Non-Lead - Plastic | Don't Know |  |  | Non-Lead - Plastic | Unknown |  | Non-Lead | No | No |  | Single Family Residence | Unknown |  | No
353 | 205 | CHIMNEY RIDGE LN | Hallsville | 75650 | CHIMNEY RIDGE LN*205 | 32.5117 | -94.5724 | Non-Lead - Plastic | Don't Know |  |  | Non-Lead - Plastic | Unknown |  | Non-Lead | No | No |  | Single Family Residence | Unknown |  | No
354 | 207 | CHIMNEY RIDGE LN | Hallsville | 75650 | CHIMNEY RIDGE LN*207 | 32.5116 | -94.5722 | Non-Lead - Plastic | Don't Know |  |  | Non-Lead - Plastic | Unknown |  | Non-Lead | No | No |  | Single Family Residence | Unknown |  | No
355 | 209 | CHIMNEY RIDGE LN | Hallsville | 75650 | CHIMNEY RIDGE LN*209 | 32.5116 | -94.5719 | Non-Lead - Plastic | Don't Know |  |  | Non-Lead - Plastic | Unknown |  | Non-Lead | No | No |  | Single Family Residence | Unknown |  | No
357 | 213 | CHIMNEY RIDGE LN | Hallsville | 75650 | CHIMNEY RIDGE LN*213 | 32.5116 | -94.5714 | Non-Lead - Plastic | Don't Know |  |  | Non-Lead - Plastic | Unknown |  | Non-Lead | No | No |  | Single Family Residence | Unknown |  | No
358 | 215 | CHIMNEY RIDGE LN | Hallsville | 75650 | CHIMNEY RIDGE LN*215 | 32.5114 | -94.571 | Non-Lead - Plastic | Don't Know |  |  | Non-Lead - Plastic | Unknown |  | Non-Lead | No | No |  | Single Family Residence | Unknown |  | No
359 | 506 | WOODRIDGE DR | Hallsville | 75650 | WOODRIDGE DR*506 | 32.5117 | -94.5709 | Non-Lead - Plastic | Don't Know |  |  | Non-Lead - Plastic | Unknown |  | Non-Lead | No | No |  | Single Family Residence | Unknown |  | No
360 | 504 | WOODRIDGE DR | Hallsville | 75650 | WOODRIDGE DR*504 | 32.5106 | -94.5695 | Non-Lead - Plastic | Don't Know |  |  | Non-Lead - Plastic | Unknown |  | Non-Lead | No | No |  | Single Family Residence | Unknown |  | No
361 | 502 | WOODRIDGE DR | Hallsville | 75650 | WOODRIDGE DR*502 | 32.5106 | -94.5701 | Non-Lead - Plastic | Don't Know |  |  | Non-Lead - Plastic | Unknown |  | Non-Lead | No | No |  | Single Family Residence | Unknown |  | No
362 | 214 | CHIMNEY RIDGE LN | Hallsville | 75650 | CHIMNEY RIDGE LN*214 | 32.5114 | -94.5711 | Non-Lead - Plastic | Don't Know |  |  | Non-Lead - Plastic | Unknown |  | Non-Lead | No | No |  | Single Family Residence | Unknown |  | No
363 | 212 | CHIMNEY RIDGE LN | Hallsville | 75650 | CHIMNEY RIDGE LN*212 | 32.5114 | -94.5716 | Non-Lead - Plastic | Don't Know |  |  | Non-Lead - Plastic | Unknown |  | Non-Lead | No | No |  | Single Family Residence | Unknown |  | No
364 | 210 | CHIMNEY RIDGE LN | Hallsville | 75650 | CHIMNEY RIDGE LN*210 | 32.511423 | -94.571926 | Non-Lead - Plastic | Don't Know | Don't Know |  | Non-Lead - Plastic | Unknown |  | Non-Lead | No | No |  | Single Family Residence | Unknown |  | No
365 | 208 | CHIMNEY RIDGE LN | Hallsville | 75650 | CHIMNEY RIDGE LN*208 | 32.5114 | -94.5722 | Non-Lead - Plastic | Don't Know |  |  | Non-Lead - Plastic | Unknown |  | Non-Lead | No | No |  | Single Family Residence | Unknown |  | No
366 | 206 | CHIMNEY RIDGE LN | Hallsville | 75650 | CHIMNEY RIDGE LN*206 | 32.5114 | -94.5724 | Non-Lead - Plastic | Don't Know |  |  | Non-Lead - Plastic | Unknown |  | Non-Lead | No | No |  | Single Family Residence | Unknown |  | No
367 | 204 | CHIMNEY RIDGE LN | Hallsville | 75650 | CHIMNEY RIDGE LN*204 | 32.5115 | -94.5727 | Non-Lead - Plastic | Don't Know |  |  | Non-Lead - Other | Unknown |  | Non-Lead | No | Don't Know |  | Single Family Residence | Unknown |  | No
368 | 202 | CHIMNEY RIDGE LN | Hallsville | 75650 | CHIMNEY RIDGE LN*202 | 32.5115 | -94.5729 | Non-Lead - Plastic | Don't Know |  |  | Non-Lead - Plastic | Unknown |  | Non-Lead | No | No |  | Single Family Residence | Unknown |  | No
369 | 201 | TRAILRIDGE DR | Hallsville | 75650 | TRAILRIDGE DR*201 | 32.5107 | -94.5733 | Non-Lead - Plastic | Don't Know |  |  | Non-Lead - Plastic | Unknown |  | Non-Lead | No | No |  | Single Family Residence | Unknown |  | No
371 | 203 | TRAILRIDGE DR | Hallsville | 75650 | TRAILRIDGE DR*203 | 32.5107 | -94.5731 | Non-Lead - Plastic | Don't Know |  |  | Non-Lead - Plastic | Unknown |  | Non-Lead | No | No |  | Single Family Residence | Unknown |  | No
372 | 205 | TRAILRIDGE DR | Hallsville | 75650 | TRAILRIDGE DR*205 | 32.5107 | -94.5726 | Non-Lead - Plastic | Don't Know |  |  | Non-Lead - Plastic | Unknown |  | Non-Lead | No | No |  | Single Family Residence | Unknown |  | No
373 | 207 | TRAILRIDGE DR | Hallsville | 75650 | TRAILRIDGE DR*207 | 32.5107 | -94.5724 | Non-Lead - Plastic | Don't Know |  |  | Non-Lead - Plastic | Unknown |  | Non-Lead | No | No |  | Single Family Residence | Unknown |  | No
374 | 209 | TRAILRIDGE DR | Hallsville | 75650 | TRAILRIDGE DR*209 | 32.5108 | -94.5723 | Non-Lead - Plastic | Don't Know |  |  | Non-Lead - Plastic | Unknown |  | Non-Lead | No | No |  | Single Family Residence | Unknown |  | No
375 | 301 | TRAILRIDGE DR | Hallsville | 75650 | TRAILRIDGE DR*301 | 32.5108 | -94.5719 | Non-Lead - Plastic | Don't Know |  |  | Non-Lead - Plastic | Unknown |  | Non-Lead | No | No |  | Single Family Residence | Unknown |  | No
376 | 303 | TRAILRIDGE DR | Hallsville | 75650 | TRAILRIDGE DR*303 | 32.5107 | -94.5717 | Non-Lead - Plastic | Don't Know |  |  | Non-Lead - Plastic | Unknown |  | Non-Lead | No | No |  | Single Family Residence | Unknown |  | No
377 | 305 | TRAILRIDGE DR | Hallsville | 75650 | TRAILRIDGE DR*305 | 32.5107 | -94.5714 | Non-Lead - Plastic | Don't Know |  |  | Non-Lead - Plastic | Unknown |  | Non-Lead | No | No |  | Single Family Residence | Unknown |  | No
378 | 307 | TRAILRIDGE DR | Hallsville | 75650 | TRAILRIDGE DR*307 | 32.5107 | -94.5712 | Non-Lead - Plastic | Don't Know |  |  | Non-Lead - Plastic | Unknown |  | Non-Lead | No | No |  | Single Family Residence | Unknown |  | No
379 | 500 | WOODRIDGE DR | Hallsville | 75650 | WOODRIDGE DR*500 | 32.5107 | -94.5707 | Non-Lead - Plastic | Don't Know |  |  | Non-Lead - Plastic | Unknown |  | Non-Lead | No | No |  | Single Family Residence | Unknown |  | No
380 | 422 | WOODRIDGE DR | Hallsville | 75650 | WOODRIDGE DR*422 | 32.5105 | -94.5708 | Non-Lead - Plastic | Don't Know |  |  | Non-Lead - Plastic | Unknown |  | Non-Lead | No | No |  | Single Family Residence | Unknown |  | No
381 | 420 | WOODRIDGE DR | Hallsville | 75650 | WOODRIDGE DR*420 | 32.5102 | -94.5708 | Non-Lead - Plastic | Don't Know |  |  | Non-Lead - Plastic | Unknown |  | Non-Lead | No | No |  | Single Family Residence | Unknown |  | No
382 | 418 | WOODRIDGE DR | Hallsville | 75650 | WOODRIDGE DR*418 | 32.51 | -94.5707 | Non-Lead - Plastic | Don't Know |  |  | Non-Lead - Plastic | Unknown |  | Non-Lead | No | No |  | Single Family Residence | Unknown |  | No
383 | 416 | WOODRIDGE DR | Hallsville | 75650 | WOODRIDGE DR*416 | 32.5098 | -94.5708 | Non-Lead - Plastic | Don't Know |  |  | Non-Lead - Plastic | Unknown |  | Non-Lead | No | No |  | Single Family Residence | Unknown |  | No
384 | 414 | WOODRIDGE DR | Hallsville | 75650 | WOODRIDGE DR*414 | 32.5095 | -94.5708 | Non-Lead - Plastic | Don't Know |  |  | Non-Lead - Plastic | Unknown |  | Non-Lead | No | No |  | Single Family Residence | No |  | No
385 | 412 B | WOODRIDGE CIR | Hallsville | 75650 | WOODRIDGE CIR*412 B | 32.509 | -94.5707 | Non-Lead - Plastic | Don't Know |  |  | Non-Lead - Plastic | Unknown |  | Non-Lead | No | No |  | Multiple Family Residence | Unknown |  | No
386 | 412 A | WOODRIDGE CIR | Hallsville | 75650 | WOODRIDGE CIR*412 A | 32.509 | -94.5706 | Non-Lead - Plastic | Don't Know |  |  | Non-Lead - Plastic | Unknown |  | Non-Lead | No | No |  | Multiple Family Residence | No |  | No
387 | 410 A | WOODRIDGE CIR | Hallsville | 75650 | WOODRIDGE CIR*410 A | 32.5089 | -94.5703 | Non-Lead - Plastic | Don't Know |  |  | Non-Lead - Plastic | Unknown |  | Non-Lead | No | No |  | Multiple Family Residence | Unknown |  | No
388 | 410 B | WOODRIDGE CIR | Hallsville | 75650 | WOODRIDGE CIR*410 B | 32.509 | -94.5704 | Non-Lead - Plastic | Don't Know |  |  | Non-Lead - Plastic | Unknown |  | Non-Lead | No | No |  | Multiple Family Residence | No |  | No
389 | 408 A | WOODRIDGE CIR | Hallsville | 75650 | WOODRIDGE CIR*408 A | 32.5089 | -94.5702 | Non-Lead - Plastic | Don't Know |  |  | Non-Lead - Plastic | Unknown |  | Non-Lead | No | No |  | Multiple Family Residence | No |  | No
390 | 408 B | WOODRIDGE CIR | Hallsville | 75650 | WOODRIDGE CIR*408 B |  |  | Non-Lead - Plastic | Don't Know |  |  | Non-Lead - Plastic | Unknown |  | Non-Lead | No | No |  | Multiple Family Residence | Unknown |  | No
391 | 406 A | WOODRIDGE CIR | Hallsville | 75650 | WOODRIDGE CIR*406 A | 32.5088 | -94.5702 | Non-Lead - Plastic | Don't Know |  |  | Non-Lead - Plastic | Unknown |  | Non-Lead | No | No |  | Multiple Family Residence | Unknown |  | No
392 | 406 B | WOODRIDGE CIR | Hallsville | 75650 | WOODRIDGE CIR*406 B | 32.5089 | -94.57 | Non-Lead - Plastic | Don't Know |  |  | Non-Lead - Plastic | Unknown |  | Non-Lead | No | No |  | Multiple Family Residence | No |  | No
393 | 404 A | WOODRIDGE CIR | Hallsville | 75650 | WOODRIDGE CIR*404 A | 32.5089 | -94.5697 | Non-Lead - Plastic | Don't Know |  |  | Non-Lead - Plastic | Unknown |  | Non-Lead | No | No |  | Multiple Family Residence | Unknown |  | No
394 | 404 B | WOODRIDGE CIR | Hallsville | 75650 | WOODRIDGE CIR*404 B | 32.509 | -94.5698 | Non-Lead - Plastic | Don't Know |  |  | Non-Lead - Plastic | Unknown |  | Non-Lead | No | No |  | Multiple Family Residence | Unknown |  | No
395 | 402 A | WOODRIDGE CIR | Hallsville | 75650 | WOODRIDGE CIR*402 A | 32.5088 | -94.5696 | Non-Lead - Plastic | Don't Know |  |  | Non-Lead - Plastic | Unknown |  | Non-Lead | No | No |  | Multiple Family Residence | Unknown |  | No
396 | 402 B | WOODRIDGE CIR | Hallsville | 75650 | WOODRIDGE CIR*402 B | 32.5089 | -94.5695 | Non-Lead - Plastic | Don't Know |  |  | Non-Lead - Plastic | Unknown |  | Non-Lead | No | No |  | Multiple Family Residence | Unknown |  | No
397 | 400 A | WOODRIDGE | Hallsville | 75650 | WOODRIDGE*400 A | 32.5088 | -94.5696 | Non-Lead - Plastic | Don't Know |  |  | Non-Lead - Plastic | Unknown |  | Non-Lead | No | No |  | Multiple Family Residence | Unknown |  | No
398 | 400 B | WOODRIDGE CIR | Hallsville | 75650 | WOODRIDGE CIR*400 B | 32.5089 | -94.5699 | Non-Lead - Plastic | Don't Know |  |  | Non-Lead - Plastic | Unknown |  | Non-Lead | No | No |  | Multiple Family Residence | Unknown |  | No
399 | 401 A | WOODRIDGE CIR | Hallsville | 75650 | WOODRIDGE CIR*401 A | 32.5086 | -94.5697 | Non-Lead - Plastic | Don't Know |  |  | Non-Lead - Plastic | Unknown |  | Non-Lead | No | No |  | Multiple Family Residence | Unknown |  | No
400 | 401 B | WOODRIDGE CIR | Hallsville | 75650 | WOODRIDGE CIR*401 B | 32.5087 | -94.5698 | Non-Lead - Plastic | Don't Know |  |  | Non-Lead - Plastic | Unknown |  | Non-Lead | No | No |  | Multiple Family Residence | Unknown |  | No
401 | 403 A | WOODRIDGE CIR | Hallsville | 75650 | WOODRIDGE CIR*403 A | 32.5087 | -94.5699 | Non-Lead - Plastic | Don't Know |  |  | Non-Lead - Plastic | Unknown |  | Non-Lead | No | No |  | Multiple Family Residence | Unknown |  | No
402 | 403 B | WOODRIDGE CIR | Hallsville | 75650 | WOODRIDGE CIR*403 B | 32.5086 | -94.57 | Non-Lead - Plastic | Don't Know |  |  | Non-Lead - Plastic | Unknown |  | Non-Lead | No | No |  | Multiple Family Residence | Unknown |  | No
403 | 405 A | WOODRIDGE CIR | Hallsville | 75650 | WOODRIDGE CIR*405 A | 32.5088 | -94.5702 | Non-Lead - Plastic | Don't Know |  |  | Non-Lead - Plastic | Unknown |  | Non-Lead | No | No |  | Multiple Family Residence | No |  | No
404 | 405 B | WOODRIDGE CIR | Hallsville | 75650 | WOODRIDGE CIR*405 B | 32.5087 | -94.5702 | Non-Lead - Plastic | Don't Know |  |  | Non-Lead - Plastic | Unknown |  | Non-Lead | No | No |  | Multiple Family Residence | Unknown |  | No
405 | 407 A | WOODRIDGE CIR | Hallsville | 75650 | WOODRIDGE CIR*407 A | 32.5087 | -94.5704 | Non-Lead - Plastic | Don't Know |  |  | Non-Lead - Plastic | Unknown |  | Non-Lead | No | No |  | Multiple Family Residence | No |  | No
406 | 407 B | WOODRIDGE CIR | Hallsville | 75650 | WOODRIDGE CIR*407 B | 32.5088 | -94.5705 | Non-Lead - Plastic | Don't Know |  |  | Non-Lead - Plastic | Unknown |  | Non-Lead | No | No |  | Multiple Family Residence | Unknown |  | No
407 | 409 A | WOODRIDGE CIR | Hallsville | 75650 | WOODRIDGE CIR*409 A | 32.5087 | -94.5706 | Non-Lead - Plastic | Don't Know |  |  | Non-Lead - Plastic | Unknown |  | Non-Lead | No | No |  | Multiple Family Residence | No |  | No
408 | 409 B | WOODRIDGE CIR | Hallsville | 75650 | WOODRIDGE CIR*409 B | 32.5087 | -94.5707 | Non-Lead - Plastic | Don't Know |  |  | Non-Lead - Plastic | Unknown |  | Non-Lead | No | No |  | Multiple Family Residence | Unknown |  | No
409 | 411 A | WOODRIDGE CIR | Hallsville | 75650 | WOODRIDGE CIR*411 A | 32.5088 | -94.5709 | Non-Lead - Plastic | Don't Know |  |  | Non-Lead - Plastic | Unknown |  | Non-Lead | No | No |  | Multiple Family Residence | Unknown |  | No
411 | 415 | WOODRIDGE DR | Hallsville | 75650 | WOODRIDGE DR*415 | 32.5096 | -94.5709 | Non-Lead - Plastic | Don't Know |  |  | Non-Lead - Plastic | Unknown |  | Non-Lead | No | No |  | Single Family Residence | Unknown |  | No
412 | 417 | WOODRIDGE DR | Hallsville | 75650 | WOODRIDGE DR*417 | 32.5096 | -94.571 | Non-Lead - Plastic | Don't Know |  |  | Non-Lead - Plastic | Unknown |  | Non-Lead | No | No |  | Single Family Residence | No |  | No
413 | 419 | WOODRIDGE DR | Hallsville | 75650 | WOODRIDGE DR*419 | 32.5099 | -94.5709 | Non-Lead - Plastic | Don't Know |  |  | Non-Lead - Plastic | Unknown |  | Non-Lead | No | No |  | Single Family Residence | Unknown |  | No
414 | 421 | WOODRIDGE DR | Hallsville | 75650 | WOODRIDGE DR*421 | 32.5103 | -94.571 | Non-Lead - Plastic | Don't Know |  |  | Non-Lead - Copper | Unknown |  | Non-Lead | No | Don't Know |  | Single Family Residence | Unknown |  | No
415 | 423 | WOODRIDGE DR | Hallsville | 75650 | WOODRIDGE DR*423 | 32.5101 | -94.571 | Non-Lead - Plastic | Don't Know |  |  | Non-Lead - Plastic | Unknown |  | Non-Lead | No | No |  | Single Family Residence | Unknown |  | No
416 | 422 | KINGRIDGE LN | Hallsville | 75650 | KINGRIDGE LN*422 | 32.5105 | -94.5719 | Non-Lead - Plastic | Don't Know |  |  | Non-Lead - Plastic | Unknown |  | Non-Lead | No | No |  | Single Family Residence | Unknown |  | No
417 | 420 | KINGRIDGE LN | Hallsville | 75650 | KINGRIDGE LN*420 | 32.5102 | -94.5719 | Non-Lead - Plastic | Don't Know |  |  | Non-Lead - Plastic | Unknown |  | Non-Lead | No | No |  | Single Family Residence | Unknown |  | No
418 | 418 | KINGRIDGE LN | Hallsville | 75650 | KINGRIDGE LN*418 | 32.51 | -94.5718 | Non-Lead - Plastic | Don't Know |  |  | Non-Lead - Plastic | Unknown |  | Non-Lead | No | No |  | Single Family Residence | Unknown |  | No
419 | 416 | KINGRIDGE LN | Hallsville | 75650 | KINGRIDGE LN*416 | 32.5097 | -94.5718 | Non-Lead - Plastic | Don't Know |  |  | Non-Lead - Plastic | Unknown |  | Non-Lead | No | No |  | Single Family Residence | Unknown |  | No
420 | 414 | KINGRIDGE LN | Hallsville | 75650 | KINGRIDGE LN*414 | 32.5094 | -94.5717 | Non-Lead - Plastic | Don't Know |  |  | Non-Lead - Copper | Unknown |  | Non-Lead | No | Don't Know |  | Single Family Residence | Unknown |  | No
421 | 415 | KINGRIDGE LN | Hallsville | 75650 | KINGRIDGE LN*415 | 32.5096 | -94.5721 | Non-Lead - Plastic | Don't Know |  |  | Non-Lead - Plastic | Unknown |  | Non-Lead | No | No |  | Single Family Residence | Unknown |  | No
422 | 417 | KINGRIDGE LN | Hallsville | 75650 | KINGRIDGE LN*417 | 32.5098 | -94.572 | Non-Lead - Plastic | Don't Know |  |  | Non-Lead - Plastic | Unknown |  | Non-Lead | No | No |  | Single Family Residence | Unknown |  | No
423 | 419 | KINGRIDGE LN | Hallsville | 75650 | KINGRIDGE LN*419 | 32.51 | -94.5721 | Non-Lead - Plastic | Don't Know |  |  | Non-Lead - Plastic | Unknown |  | Non-Lead | No | No |  | Single Family Residence | Unknown |  | No
424 | 421 | KINGRIDGE LN | Hallsville | 75650 | KINGRIDGE LN*421 | 32.5103 | -94.5721 | Non-Lead - Plastic | Don't Know |  |  | Non-Lead - Plastic | Unknown |  | Non-Lead | No | No |  | Single Family Residence | Unknown |  | No
425 | 423 | KINGRIDGE LN | Hallsville | 75650 | KINGRIDGE LN*423 | 32.5104 | -94.5721 | Non-Lead - Plastic | Don't Know |  |  | Non-Lead - Plastic | Unknown |  | Non-Lead | No | No |  | Single Family Residence | Unknown |  | No
426 | 422 | RIDGEWAY CIR | Hallsville | 75650 | RIDGEWAY CIR*422 | 32.5105 | -94.5729 | Non-Lead - Plastic | Don't Know |  |  | Non-Lead - Plastic | Unknown |  | Non-Lead | No | No |  | Single Family Residence | Unknown |  | No
427 | 420 | RIDGEWAY CIR | Hallsville | 75650 | RIDGEWAY CIR*420 | 32.5102 | -94.5729 | Non-Lead - Plastic | Don't Know |  |  | Non-Lead - Plastic | Unknown |  | Non-Lead | No | No |  | Single Family Residence | Unknown |  | No
428 | 418 | RIDGEWAY CIR | Hallsville | 75650 | RIDGEWAY CIR*418 | 32.5101 | -94.5729 | Non-Lead - Plastic | Don't Know |  |  | Non-Lead - Plastic | Unknown |  | Non-Lead | No | No |  | Single Family Residence | Unknown |  | No
429 | 416 | RIDGEWAY CIR | Hallsville | 75650 | RIDGEWAY CIR*416 | 32.5098 | -94.5728 | Non-Lead - Plastic | Don't Know |  |  | Non-Lead - Plastic | Unknown |  | Non-Lead | No | No |  | Single Family Residence | Unknown |  | No
430 | 414 | RIDGEWAY CIR | Hallsville | 75650 | RIDGEWAY CIR*414 | 32.5094 | -94.5727 | Non-Lead - Plastic | Don't Know |  |  | Non-Lead - Plastic | Unknown |  | Non-Lead | No | No |  | Single Family Residence | Unknown |  | No
431 | 405 | RIDGEWAY CIR | Hallsville | 75650 | RIDGEWAY CIR*405 | 32.5091 | -94.5728 | Non-Lead - Plastic | Don't Know |  |  | Non-Lead - Plastic | Unknown |  | Non-Lead | No | No |  | Single Family Residence | Unknown |  | No
432 | 407 | RIDGEWAY CIR | Hallsville | 75650 | RIDGEWAY CIR*407 | 32.5089 | -94.5731 | Non-Lead - Plastic | Don't Know |  |  | Non-Lead - Plastic | Unknown |  | Non-Lead | No | No |  | Single Family Residence | Unknown |  | No
433 | 409 | RIDGEWAY CIR | Hallsville | 75650 | RIDGEWAY CIR*409 | 32.5089 | -94.5731 | Non-Lead - Plastic | Don't Know |  |  | Non-Lead - Plastic | Unknown |  | Non-Lead | No | No |  | Single Family Residence | Unknown |  | No
435 | 413 | RIDGEWAY CIR | Hallsville | 75650 | RIDGEWAY CIR*413 | 32.5093 | -94.5731 | Non-Lead - Plastic | Don't Know |  |  | Non-Lead - Plastic | Unknown |  | Non-Lead | No | No |  | Single Family Residence | Unknown |  | No
436 | 415 | RIDGEWAY CIR | Hallsville | 75650 | RIDGEWAY CIR*415 | 32.5095 | -94.5731 | Non-Lead - Plastic | Don't Know |  |  | Non-Lead - Plastic | Unknown |  | Non-Lead | No | No |  | Single Family Residence | Unknown |  | No
437 | 417 | RIDGEWAY CIR | Hallsville | 75650 | RIDGEWAY CIR*417 | 32.5097 | -94.5731 | Non-Lead - Plastic | Don't Know |  |  | Non-Lead - Plastic | Unknown |  | Non-Lead | No | No |  | Single Family Residence | Unknown |  | No
438 | 419 | RIDGEWAY CIR | Hallsville | 75650 | RIDGEWAY CIR*419 | 32.51 | -94.573 | Non-Lead - Plastic | Don't Know |  |  | Non-Lead - Plastic | Unknown |  | Non-Lead | No | No |  | Single Family Residence | Unknown |  | No
439 | 421 | RIDGEWAY CIR | Hallsville | 75650 | RIDGEWAY CIR*421 | 32.5102 | -94.5731 | Non-Lead - Plastic | Don't Know |  |  | Non-Lead - Plastic | Unknown |  | Non-Lead | No | No |  | Single Family Residence | Unknown |  | No
440 | 423 | RIDGEWAY CIR | Hallsville | 75650 | RIDGEWAY CIR*423 | 32.5104 | -94.5731 | Non-Lead - Plastic | Don't Know |  |  | Non-Lead - Plastic | Unknown |  | Non-Lead | No | No |  | Single Family Residence | Unknown |  | No
442 | 303 N | CENTRAL ST | Hallsville | 75650 | CENTRAL ST*303 N | 32.5067 | -94.5747 | Non-Lead - Plastic | Don't Know |  |  | Non-Lead - Plastic | Unknown |  | Non-Lead | No | No |  | Single Family Residence | Unknown |  | No
443 | 300 N | CENTRAL ST | Hallsville | 75650 | CENTRAL ST*300 N | 32.5063 | -94.5744 | Non-Lead - Plastic | Don't Know |  |  | Non-Lead - Plastic | Unknown |  | Non-Lead | No | No |  | Single Family Residence | Unknown |  | No
444 | 102 N | CENTRAL ST | Hallsville | 75650 | CENTRAL ST*102 N | 32.504987 | -94.573955 | Non-Lead - Plastic | Don't Know | Don't Know |  | Non-Lead - Plastic | Unknown |  | Non-Lead | No | No |  | Single Family Residence | Unknown |  | No
446 | 101 W | ELM ST | Hallsville | 75650 | ELM ST*101 W | 32.5064 | -94.5743 | Non-Lead - Plastic | Don't Know |  |  | Non-Lead - Plastic | Unknown |  | Non-Lead | No | No |  | Single Family Residence | Unknown |  | No
447 | 102 W | ELM ST | Hallsville | 75650 | ELM ST*102 W | 32.5063 | -94.5754 | Non-Lead - Plastic | Don't Know |  |  | Non-Lead - Plastic | Unknown |  | Non-Lead | No | No |  | Single Family Residence | Unknown |  | No
448 | 411 | RIDGEWAY CIR | Hallsville | 75650 | RIDGEWAY CIR*411 | 32.5091 | -94.5731 | Non-Lead - Plastic | Don't Know |  |  | Non-Lead - Plastic | Unknown |  | Non-Lead | No | No |  | Single Family Residence | Unknown |  | No
449 | 104 W | ELM ST | Hallsville | 75650 | ELM ST*104 W | 32.5063 | -94.5757 | Non-Lead - Plastic | Don't Know |  |  | Non-Lead - Plastic | Unknown |  | Non-Lead | No | No |  | Single Family Residence | Unknown |  | No
450 | 300 N | GREEN ST | Hallsville | 75650 | GREEN ST*300 N | 32.5063 | -94.5757 | Non-Lead - Plastic | Don't Know |  |  | Non-Lead - Plastic | Unknown |  | Non-Lead | No | No |  | Single Family Residence | Unknown |  | No
452 | 101 | WALDRON FERRY RD | Hallsville | 75650 | WALDRON FERRY RD*101 | 32.493 | -94.5726 | Non-Lead - Plastic | Don't Know |  |  | Non-Lead - Plastic | Unknown |  | Non-Lead | No | No |  | Single Family Residence | Unknown |  | No
455 | 111 B | BOIS D ARC ST | Hallsville | 75650 | BOIS D ARC ST*111 B | 32.5028 | -94.5727 | Non-Lead - Plastic | Don't Know |  | Meter bank | Non-Lead - Plastic | Unknown |  | Non-Lead | No | No |  | Multiple Family Residence | Unknown |  | No
457 | 100 W | PINE ST | Hallsville | 75650 | PINE ST*100 W | 32.505164 | -94.574611 | Non-Lead - Plastic | Don't Know |  |  | Non-Lead - Plastic | Unknown |  | Non-Lead |  | Don't Know |  | Single Family Residence | Unknown
458 | 108 W | PINE ST | Hallsville | 75650 | PINE ST*108 W | 32.5051 | -94.5756 | Non-Lead - Plastic | Don't Know |  |  | Non-Lead - Plastic | Unknown |  | Non-Lead | No | No |  | Single Family Residence | Unknown |  | No
460 | 201 A N | GREEN ST | Hallsville | 75650 | GREEN ST*201 A N | 32.504978 | -94.575972 | Non-Lead - Plastic | Don't Know |  |  | Non-Lead - Plastic | Unknown |  | Non-Lead |  | Don't Know |  | Multiple Family Residence | Unknown
461 | 201 B N | GREEN ST | Hallsville | 75650 | GREEN ST*201 B N | 32.504989 | -94.575965 | Non-Lead - Plastic | Don't Know |  |  | Non-Lead - Plastic | Unknown |  | Non-Lead |  | Don't Know |  | Multiple Family Residence | Unknown
462 | 203 N | GREEN ST | Hallsville | 75650 | GREEN ST*203 N | 32.5052 | -94.576 | Non-Lead - Plastic | Don't Know |  |  | Non-Lead - Plastic | Unknown |  | Non-Lead | No | No |  | Single Family Residence | Unknown |  | No
463 | 402 N | GREEN ST | Hallsville | 75650 | GREEN ST*402 N | 32.4982 | -94.5748 | Non-Lead - Plastic | Don't Know |  |  | Non-Lead - Copper | Unknown |  | Non-Lead | No | Don't Know |  | Single Family Residence | Unknown |  | No
464 | 404 N | GREEN ST | Hallsville | 75650 | GREEN ST*404 N | 32.5076 | -94.5777 | Non-Lead - Plastic | Don't Know |  |  | Non-Lead - Plastic | Unknown |  | Non-Lead | No | No |  | Single Family Residence | Unknown |  | No
465 | 311 N | OAK ST | Hallsville | 75650 | OAK ST*311 N | 32.5073 | -94.5779 | Non-Lead - Plastic | Don't Know |  |  | Non-Lead - Plastic | Unknown |  | Non-Lead | No | No |  | Single Family Residence | Unknown |  | No
466 | 309 N | OAK ST | Hallsville | 75650 | OAK ST*309 N | 32.5058 | -94.5775 | Non-Lead - Plastic | Don't Know |  |  | Non-Lead - Plastic | Unknown |  | Non-Lead | No | No |  | Single Family Residence | Unknown |  | No
467 | 307 N | OAK ST | Hallsville | 75650 | OAK ST*307 N | 32.5068 | -94.5778 | Non-Lead - Plastic | Don't Know |  |  | Non-Lead - Plastic | Unknown |  | Non-Lead | No | No |  | Single Family Residence | Unknown |  | No
468 | 305 A N | OAK ST | Hallsville | 75650 | OAK ST*305 A N | 32.5066 | -94.5777 | Non-Lead - Plastic | Don't Know |  |  | Non-Lead - Plastic | Unknown |  | Non-Lead | No | No |  | Multiple Family Residence | Unknown |  | No
469 | 305 B N | OAK ST | Hallsville | 75650 | OAK ST*305 B N | 32.5064 | -94.5777 | Non-Lead - Plastic | Don't Know |  |  | Non-Lead - Plastic | Unknown |  | Non-Lead | No | No |  | Multiple Family Residence | Unknown |  | No
470 | 208 W | MAIN ST | Hallsville | 75650 | MAIN ST*208 W | 32.504471 | -94.577264 | Non-Lead - Plastic | Don't Know | Don't Know |  | Non-Lead - Plastic | Unknown |  | Non-Lead | No | No |  | Building | Unknown |  | No
471 | 200 W | CHURCH ST | Hallsville | 75650 | CHURCH ST*200 W | 32.5059 | -94.5774 | Non-Lead - Plastic | Don't Know |  |  | Non-Lead - Other | Unknown |  | Non-Lead | No | Don't Know |  | Single Family Residence | Unknown |  | No
472 | 205 N | OAK ST | Hallsville | 75650 | OAK ST*205 N | 32.5058 | -94.5776 | Non-Lead - Plastic | Don't Know |  |  | Non-Lead - Copper | Unknown |  | Non-Lead | No | No |  | Single Family Residence | Unknown |  | No
473 | 205 | W CHURCH ST | Hallsville | 75650 | W CHURCH ST*205 | 32.505379 | -94.577043 | Non-Lead - Plastic | Don't Know |  |  | Non-Lead - Plastic | Unknown |  | Non-Lead |  | Don't Know |  | Single Family Residence | Unknown
474 | 203 N | OAK ST | Hallsville | 75650 | OAK ST*203 N | 32.505302 | -94.577574 | Non-Lead - Plastic | Don't Know | Don't Know |  | Non-Lead - Plastic | Unknown |  | Non-Lead | No | No |  | Single Family Residence | Unknown |  | No
476 | 201 N | OAK ST | Hallsville | 75650 | OAK ST*201 N | 32.505092 | -94.577684 | Non-Lead - Plastic | Don't Know | Don't Know |  | Non-Lead - Plastic | Unknown |  | Non-Lead | No | No |  | Single Family Residence | Unknown |  | No
477 | 302 | A W MAIN ST | Hallsville | 75650 | A W MAIN ST*302 |  |  | Non-Lead - Plastic | Don't Know |  |  | Non-Lead - Plastic | Unknown |  | Non-Lead | No | No |  | Building | Unknown |  | No
478 | 302 B W | MAIN ST | Hallsville | 75650 | MAIN ST*302 B W | 32.5051 | -94.5777 | Non-Lead - Plastic | Don't Know |  |  | Non-Lead - Plastic | Unknown |  | Non-Lead | No | No |  | Building | Unknown |  | No
479 | 304 C W | MAIN ST | Hallsville | 75650 | MAIN ST*304 C W | 32.5051 | -94.5779 | Non-Lead - Plastic | Don't Know |  |  | Non-Lead - Plastic | Unknown |  | Non-Lead | No | No |  | Building | Unknown |  | No
482 | 206 W | PINE ST | Hallsville | 75650 | PINE ST*206 W | 32.505 | -94.5756 | Non-Lead - Plastic | Don't Know |  |  | Non-Lead - Plastic | Unknown |  | Non-Lead | No | No |  | Single Family Residence | Unknown |  | No
484 | 103 N | OAK ST* | Hallsville | 75650 | OAK ST*103 N | 32.504666 | -94.577262 | Non-Lead - Plastic | Don't Know |  |  | Non-Lead - Plastic | Unknown |  | Non-Lead |  | Don't Know |  | Single Family Residence | Unknown
485 | 300 W | MAIN ST | Hallsville | 75650 | MAIN ST*300 W | 32.504417 | -94.571088 | Non-Lead - Plastic | Don't Know | Don't Know |  | Non-Lead - Plastic | Unknown |  | Non-Lead | No | No |  | Building | Unknown |  | No
489 | 306 W | MAIN ST | Hallsville | 75650 | MAIN ST*306 W | 32.5046 | -94.5789 | Non-Lead - Plastic | Don't Know |  |  | Non-Lead - Plastic | Unknown |  | Non-Lead | No | No |  | Building | Unknown |  | No
490 | 308 W | MAIN ST | Hallsville | 75650 | MAIN ST*308 W | 32.5047 | -94.5792 | Non-Lead - Plastic | Don't Know |  |  | Non-Lead - Plastic | Unknown |  | Non-Lead | No | No |  | Building | Unknown |  | No
491 | 310 W | MAIN ST | Hallsville | 75650 | MAIN ST*310 W | 32.5049 | -94.5797 | Non-Lead - Plastic | Don't Know |  |  | Non-Lead - Plastic | Unknown |  | Non-Lead | No | No |  | Building | Unknown |  | No
492 | 312 W | MAIN ST | Hallsville | 75650 | MAIN ST*312 W | 32.505006 | -94.579883 | Non-Lead - Plastic | Don't Know | Don't Know |  | Non-Lead - Plastic | Unknown |  | Non-Lead | No | No |  | Single Family Residence | Unknown |  | No
493 | 314 W | MAIN ST | Hallsville | 75650 | MAIN ST*314 W | 32.5051 | -94.5802 | Non-Lead - Plastic | Don't Know |  |  | Non-Lead - Plastic | Unknown |  | Non-Lead | No | No |  | Single Family Residence | Unknown |  | No
494 | 316 W | MAIN ST | Hallsville | 75650 | MAIN ST*316 W | 32.505138 | -94.580456 | Non-Lead - Plastic | Don't Know | Don't Know |  | Non-Lead - Plastic | Unknown |  | Non-Lead | No | No |  | Single Family Residence | Unknown |  | No
495 | 318 W | MAIN ST | Hallsville | 75650 | MAIN ST*318 W | 32.5052 | -94.5806 | Non-Lead - Plastic | Don't Know |  |  | Non-Lead - Plastic | Unknown |  | Non-Lead | No | No |  | Building | Unknown |  | No
497 | 111 A | BOIS D ARC ST | Hallsville | 75650 | BOIS D ARC ST*111 A | 32.5028 | -94.5728 | Non-Lead - Plastic | Don't Know |  | Meter bank | Non-Lead - Plastic | Unknown |  | Non-Lead | No | No |  | Multiple Family Residence | Unknown |  | No
498 | 109 B | BOIS D ARC ST | Hallsville | 75650 | BOIS D ARC ST*109 B | 32.5028 | -94.5727 | Non-Lead - Plastic | Don't Know |  | Meter bank | Non-Lead - Plastic | Unknown |  | Non-Lead | No | No |  | Multiple Family Residence | Unknown |  | No
500 | 206 W | MAIN ST | Hallsville | 75650 | MAIN ST*206 W | 32.5043 | -94.577 | Non-Lead - Plastic | Don't Know |  |  | Non-Lead - Plastic | Unknown |  | Non-Lead | No | No |  | Single Family Residence | Unknown |  | No
501 | 204 W | MAIN ST | Hallsville | 75650 | MAIN ST*204 W | 32.504284 | -94.57696 | Non-Lead - Plastic | Don't Know | Don't Know |  | Non-Lead - Plastic | Unknown |  | Non-Lead | No | No |  | Single Family Residence | Unknown |  | No
502 | 209 D W | MAIN ST | Hallsville | 75650 | MAIN ST*209 D W | 32.504 | -94.5768 | Non-Lead - Plastic | Don't Know |  |  | Non-Lead - Plastic | Unknown |  | Non-Lead | No | No |  | Building | Unknown |  | No
503 | 208 W | MAIN ST | Hallsville | 75650 | MAIN ST*208 W | 32.504471 | -94.577264 | Non-Lead - Plastic | Don't Know |  |  | Non-Lead - Plastic | Unknown |  | Non-Lead |  | Don't Know |  | Building | Unknown
504 | 201 W | MAIN ST | Hallsville | 75650 | MAIN ST*201 W | 32.5041 | -94.576 | Non-Lead - Plastic | Don't Know |  |  | Non-Lead - Plastic | Unknown |  | Non-Lead | No | Don't Know |  | Building | Unknown |  | No
505 | 200 W | MAIN ST | Hallsville | 75650 | MAIN ST*200 W | 32.504391 | -94.576059 | Non-Lead - Plastic | Don't Know |  |  | Non-Lead - Plastic | Unknown |  | Non-Lead |  | Don't Know |  | Building | Unknown
508 | 113 W | MAIN ST | Hallsville | 75650 | MAIN ST*113 W | 32.5042 | -94.5751 | Non-Lead - Plastic | Don't Know |  |  | Non-Lead - Copper | Unknown |  | Non-Lead | No | Don't Know |  | Single Family Residence | Unknown |  | No
509 | 111 W | MAIN ST | Hallsville | 75650 | MAIN ST*111 W | 32.5041 | -94.5751 | Non-Lead - Plastic | Don't Know |  |  | Non-Lead - Copper | Unknown |  | Non-Lead | No | Don't Know |  | Building | Unknown |  | No
511 | 102 S | CENTRAL ST | Hallsville | 75650 | CENTRAL ST*102 S | 32.504197 | -94.574436 | Non-Lead - Plastic | Don't Know | Don't Know |  | Non-Lead - Plastic | Unknown |  | Non-Lead | No | No |  | Single Family Residence | Unknown |  | No
513 | 101 S | CENTRAL ST | Hallsville | 75650 | CENTRAL ST*101 S | 32.5041 | -94.5738 | Non-Lead - Plastic | Don't Know |  |  | Non-Lead - Copper | Unknown |  | Non-Lead | No | Don't Know |  | Single Family Residence | Unknown |  | No
515 | 112 W | MAIN ST | Hallsville | 75650 | MAIN ST*112 W | 32.5048 | -94.5749 | Non-Lead - Plastic | Don't Know |  |  | Non-Lead - Copper | Unknown |  | Non-Lead | No | Don't Know |  | Single Family Residence | Unknown |  | No
516 | 100 W | PINE ST | Hallsville | 75650 | PINE ST*100 W | 32.5048 | -94.5748 | Non-Lead - Plastic | Don't Know |  |  | Non-Lead - Plastic | Unknown |  | Non-Lead | No | No |  | Building | Unknown |  | No
517 | 108 W | MAIN ST | Hallsville | 75650 | MAIN ST*108 W | 32.5048 | -94.5749 | Non-Lead - Plastic | Don't Know |  |  | Non-Lead - Plastic | Unknown |  | Non-Lead | No | No |  | Single Family Residence | Unknown |  | No
518 | 106 W | MAIN ST | Hallsville | 75650 | MAIN ST*106 W | 32.5047 | -94.5747 | Non-Lead - Plastic | Don't Know |  |  | Non-Lead - Copper | Unknown |  | Non-Lead | No | Don't Know |  | Building | Unknown |  | No
521 | 102 W | MAIN ST | Hallsville | 75650 | MAIN ST*102 W | 32.5048 | -94.5745 | Non-Lead - Plastic | Don't Know |  |  | Non-Lead - Plastic | Unknown |  | Non-Lead | No | Don't Know |  | Building | Unknown |  | No
522 | 109 A | BOIS D ARC ST | Hallsville | 75650 | BOIS D ARC ST*109 A | 32.5028 | -94.5729 | Non-Lead - Plastic | Don't Know |  | Meter bank | Non-Lead - Plastic | Unknown |  | Non-Lead | No | No |  | Multiple Family Residence | Unknown |  | No
523 | 105 A | BOIS D ARC ST | Hallsville | 75650 | BOIS D ARC ST*105 A | 32.502746 | -94.573092 | Non-Lead - Plastic | Don't Know |  |  | Non-Lead - Plastic | Unknown |  | Non-Lead |  | Don't Know |  | Multiple Family Residence | Unknown
524 | 105 B | BOIS D ARC ST | Hallsville | 75650 | BOIS D ARC ST*105 B | 32.502768 | -94.573164 | Non-Lead - Plastic | Don't Know |  |  | Non-Lead - Plastic | Unknown |  | Non-Lead |  | Don't Know |  | Multiple Family Residence | Unknown
525 | 107 B | BOIS D ARC ST | Hallsville | 75650 | BOIS D ARC ST*107 B | 32.502797 | -94.573089 | Non-Lead - Plastic | Don't Know |  |  | Non-Lead - Plastic | Unknown |  | Non-Lead |  | Don't Know |  | Multiple Family Residence | Unknown
526 | 107 A | BOIS D ARC ST | Hallsville | 75650 | BOIS D ARC ST*107 A | 32.502793 | -94.573083 | Non-Lead - Plastic | Don't Know |  |  | Non-Lead - Plastic | Unknown |  | Non-Lead |  | Don't Know |  | Multiple Family Residence | Unknown
527 | 103 S | CENTRAL ST | Hallsville | 75650 | CENTRAL ST*103 S | 32.5027888 | -94.5735034 | Non-Lead - Plastic | Don't Know | Don't Know |  | Non-Lead - Plastic | Unknown |  | Non-Lead | No | No |  | Single Family Residence | Unknown |  | No
528 | 106 | BOIS D ARC ST | Hallsville | 75650 | BOIS D ARC ST*106 | 32.5027 | -94.5726 | Non-Lead - Plastic | Don't Know |  |  | Non-Lead - Plastic | Unknown |  | Non-Lead | No | No |  | Single Family Residence | Unknown |  | No
529 | 104 | BOIS D ARC ST | Hallsville | 75650 | BOIS D ARC ST*104 | 32.5027 | -94.5731 | Non-Lead - Plastic | Don't Know |  |  | Non-Lead - Copper | Unknown |  | Non-Lead | No | Don't Know |  | Single Family Residence | Unknown |  | No
530 | 102 | BOIS D ARC ST | Hallsville | 75650 | BOIS D ARC ST*102 | 32.5026 | -94.5733 | Non-Lead - Copper | Don't Know |  |  | Non-Lead - Plastic | Unknown |  | Non-Lead | No | Don't Know |  | Single Family Residence | Unknown |  | No
531 | 207 S | CENTRAL ST | Hallsville | 75650 | CENTRAL ST*207 S | 32.5019 | -94.5736 | Non-Lead - Plastic | Don't Know |  |  | Non-Lead - Copper | Unknown |  | Non-Lead | No | Don't Know |  | Single Family Residence | Unknown |  | No
532 | 209 S | CENTRAL ST | Hallsville | 75650 | CENTRAL ST*209 S | 32.501593 | -94.573251 | Non-Lead - Plastic | Don't Know |  |  | Non-Lead - Plastic | Unknown |  | Non-Lead |  | Don't Know |  | Single Family Residence | Unknown
533 | 301 S | CENTRAL ST | Hallsville | 75650 | CENTRAL ST*301 S | 32.5014 | -94.5729 | Non-Lead - Plastic | Don't Know |  |  | Non-Lead - Plastic | Unknown |  | Non-Lead | No | No |  | Single Family Residence | Unknown |  | No
534 | 101 E | WALNUT ST | Hallsville | 75650 | WALNUT ST*101 E | 32.5016 | -94.5728 | Non-Lead - Plastic | Don't Know | Don't Know |  | Non-Lead - Plastic | Unknown |  | Non-Lead | No | No |  | Single Family Residence | Unknown |  | No
535 | 102 E | WALNUT ST | Hallsville | 75650 | WALNUT ST*102 E | 32.5014 | -94.5726 | Non-Lead - Plastic | Don't Know | Don't Know |  | Non-Lead - Plastic | Unknown |  | Non-Lead | No | No |  | Single Family Residence | Unknown |  | No
536 | 204 S | CHESTNUT ST | Hallsville | 75650 | CHESTNUT ST*204 S | 32.5017 | -94.5723 | Non-Lead - Plastic | Don't Know |  |  | Non-Lead - Plastic | Unknown |  | Non-Lead | No | No |  | Single Family Residence | Unknown |  | No
537 | 202 S | CHESTNUT ST | Hallsville | 75650 | CHESTNUT ST*202 S | 32.5009 | -94.5706 | Non-Lead - Plastic | Don't Know |  |  | Non-Lead - Plastic | Unknown |  | Non-Lead | No | No |  | Single Family Residence | Unknown |  | No
538 | 306 S | CHESTNUT ST | Hallsville | 75650 | CHESTNUT ST*306 S | 32.500369 | -94.57211 | Non-Lead - Plastic | Don't Know | Don't Know |  | Non-Lead - Plastic | Unknown |  | Non-Lead | No | No |  | Single Family Residence | Unknown |  | No
539 | 308 S | CHESTNUT ST | Hallsville | 75650 | CHESTNUT ST*308 S | 32.5003 | -94.572 | Non-Lead - Plastic | Don't Know |  |  | Non-Lead - Other | Unknown |  | Non-Lead | No | Don't Know |  | Single Family Residence | Unknown |  | No
542 | 203 S | CYPRESS ST | Hallsville | 75650 | CYPRESS ST*203 S | 32.5021 | -94.5707 | Non-Lead - Plastic | Don't Know |  |  | Non-Lead - Plastic | Unknown |  | Non-Lead | No | No |  | Single Family Residence | Unknown |  | No
543 | 300 S | CYPRESS ST | Hallsville | 75650 | CYPRESS ST*300 S | 32.5016 | -94.5708 | Non-Lead - Plastic | Don't Know |  |  | Non-Lead - Plastic | Unknown |  | Non-Lead | No | No |  | Single Family Residence | Unknown |  | No
545 | 303 S | CYPRESS ST | Hallsville | 75650 | CYPRESS ST*303 S | 32.5011 | -94.5705 | Non-Lead - Plastic | Don't Know |  |  | Non-Lead - Plastic | Unknown |  | Non-Lead | No | No |  | Single Family Residence | Unknown |  | No
547 | 408 S | CYPRESS ST | Hallsville | 75650 | CYPRESS ST*408 S | 32.497091 | -94.569844 | Non-Lead - Plastic | Don't Know | Don't Know |  | Non-Lead - Plastic | Unknown |  | Non-Lead | No | No |  | Building | Unknown |  | No
549 | 404 S | CYPRESS ST | Hallsville | 75650 | CYPRESS ST*404 S | 32.4991 | -94.5704 | Non-Lead - Plastic | Don't Know |  |  | Non-Lead - Plastic | Unknown |  | Non-Lead | No | No |  | Single Family Residence | Unknown |  | No
550 | 400 S | CYPRESS ST | Hallsville | 75650 | CYPRESS ST*400 S | 32.4998 | -94.5707 | Non-Lead - Plastic | Don't Know |  |  | Non-Lead - Plastic | Unknown |  | Non-Lead | No | No |  | Single Family Residence | Unknown |  | No
551 | 110 E | CEDAR ST | Hallsville | 75650 | CEDAR ST*110 E | 32.4997 | -94.5709 | Non-Lead - Plastic | Don't Know |  |  | Non-Lead - Plastic | Unknown |  | Non-Lead | No | No |  | Single Family Residence | Unknown |  | No
552 | 108 E | CEDAR ST | Hallsville | 75650 | CEDAR ST*108 E | 32.4997 | -94.5713 | Non-Lead - Plastic | Don't Know |  |  | Non-Lead - Plastic | Unknown |  | Non-Lead | No | No |  | Single Family Residence | Unknown |  | No
553 | 311 S | CHESTNUT ST | Hallsville | 75650 | CHESTNUT ST*311 S | 32.4998 | -94.5715 | Non-Lead - Plastic | Don't Know |  |  | Non-Lead - Other | Unknown |  | Non-Lead | No | Don't Know |  | Single Family Residence | Unknown |  | No
554 | 106 E | CEDAR ST | Hallsville | 75650 | CEDAR ST*106 E | 32.4996 | -94.5717 | Non-Lead - Plastic | Don't Know |  |  | Non-Lead - Plastic | Unknown |  | Non-Lead | No | No |  | Single Family Residence | Unknown |  | No
555 | 104 E | CEDAR ST | Hallsville | 75650 | CEDAR ST*104 E | 32.4996 | -94.5719 | Non-Lead - Plastic | Don't Know |  |  | Non-Lead - Plastic | Unknown |  | Non-Lead | No | No |  | Single Family Residence | Unknown |  | No
556 | 105 E | CEDAR ST | Hallsville | 75650 | CEDAR ST*105 E | 32.4997 | -94.5721 | Non-Lead - Plastic | Don't Know |  |  | Non-Lead - Copper | Unknown |  | Non-Lead | No | Don't Know |  | Single Family Residence | Unknown |  | No
557 | 102 E | CEDAR ST | Hallsville | 75650 | CEDAR ST*102 E | 32.4996 | -94.5723 | Non-Lead - Plastic | Don't Know |  |  | Non-Lead - Plastic | Unknown |  | Non-Lead | No | No |  | Single Family Residence | Unknown |  | No
558 | 103 E | CEDAR ST | Hallsville | 75650 | CEDAR ST*103 E | 32.4997 | -94.5724 | Non-Lead - Plastic | Don't Know |  |  | Non-Lead - Plastic | Unknown |  | Non-Lead | No | Don't Know |  | Single Family Residence | Unknown |  | No
559 | 401 S | CENTRAL ST | Hallsville | 75650 | CENTRAL ST*401 S | 32.4993 | -94.5729 | Non-Lead - Plastic | Don't Know |  |  | Non-Lead - Copper | Unknown |  | Non-Lead | No | Don't Know |  | Single Family Residence | Unknown |  | No
561 | 407 S | CENTRAL ST | Hallsville | 75650 | CENTRAL ST*407 S | 32.4986 | -94.5729 | Non-Lead - Plastic | Don't Know |  |  | Non-Lead - Plastic | Unknown |  | Non-Lead | No | No |  | Single Family Residence | Unknown |  | No
562 | 409 B S | CENTRAL ST | Hallsville | 75650 | CENTRAL ST*409 B S | 32.4983 | -94.5729 | Non-Lead - Plastic | Don't Know |  |  | Non-Lead - Plastic | Unknown |  | Non-Lead | No | No |  | Single Family Residence | Unknown |  | No
563 | 409 A S | CENTRAL ST | Hallsville | 75650 | CENTRAL ST*409 A S | 32.4983 | -94.573 | Non-Lead - Plastic | Don't Know |  |  | Non-Lead - Plastic | Unknown |  | Non-Lead | No | No |  | Single Family Residence | Unknown |  | No
564 | 411 S | CENTRAL ST | Hallsville | 75650 | CENTRAL ST*411 S | 32.4981 | -94.5729 | Non-Lead - Plastic | Don't Know |  |  | Non-Lead - Plastic | Unknown |  | Non-Lead | No | No |  | Single Family Residence | Unknown |  | No
565 | 415 S | CENTRAL ST | Hallsville | 75650 | CENTRAL ST*415 S | 32.4978 | -94.5729 | Non-Lead - Plastic | Don't Know |  |  | Non-Lead - Plastic | Unknown |  | Non-Lead | No | No |  | Single Family Residence | Unknown |  | No
566 | 416 S | CENTRAL ST | Hallsville | 75650 | CENTRAL ST*416 S | 32.4974 | -94.573 | Non-Lead - Plastic | Don't Know |  |  | Non-Lead - Plastic | Unknown |  | Non-Lead | No | No |  | Single Family Residence | Unknown |  | No
568 | 418 S | CENTRAL ST | Hallsville | 75650 | CENTRAL ST*418 S | 32.4968 | -94.5729 | Non-Lead - Plastic | Don't Know |  |  | Non-Lead - Other | Unknown |  | Non-Lead | No | Don't Know |  | Single Family Residence | Unknown |  | No
570 | 420 S | CENTRAL ST | Hallsville | 75650 | CENTRAL ST*420 S | 32.4967 | -94.5729 | Non-Lead - Plastic | Don't Know |  |  | Non-Lead - Plastic | Unknown |  | Non-Lead | No | No |  | Single Family Residence | Unknown |  | No
571 | 421 S | CENTRAL ST | Hallsville | 75650 | CENTRAL ST*421 S | 32.4966 | -94.5726 | Non-Lead - Plastic | Don't Know |  |  | Non-Lead - Plastic | Unknown |  | Non-Lead | No | No |  | Single Family Residence | Unknown |  | No
572 | 425 S | CENTRAL ST | Hallsville | 75650 | CENTRAL ST*425 S | 32.4966 | -94.5726 | Non-Lead - Plastic | Don't Know |  |  | Non-Lead - Plastic | Unknown |  | Non-Lead | No | No |  | Single Family Residence | Unknown |  | No
573 | 422 S | CENTRAL ST | Hallsville | 75650 | CENTRAL ST*422 S | 32.4962 | -94.5728 | Non-Lead - Plastic | Don't Know |  |  | Non-Lead - Plastic | Unknown |  | Non-Lead | No | No |  | Single Family Residence | Unknown |  | No
574 | 426 S | CENTRAL ST | Hallsville | 75650 | CENTRAL ST*426 S | 32.4956 | -94.5729 | Non-Lead - Plastic | Don't Know |  |  | Non-Lead - Other | Unknown |  | Non-Lead | No | Don't Know |  | Single Family Residence | Unknown |  | No
575 | 101 | GALILEE RD | Hallsville | 75650 | GALILEE RD*101 | 32.4955 | -94.5723 | Non-Lead - Plastic | Don't Know |  |  | Non-Lead - Plastic | Unknown |  | Non-Lead | No | No |  | Single Family Residence | Unknown |  | No
576 | 102 | GALILEE RD | Hallsville | 75650 | GALILEE RD*102 | 32.4955 | -94.572 | Non-Lead - Plastic | Don't Know |  |  | Non-Lead - Plastic | Unknown |  | Non-Lead | No | No |  | Single Family Residence | Unknown |  | No
577 | 103 | GALILEE RD | Hallsville | 75650 | GALILEE RD*103 | 32.495511 | -94.571829 | Non-Lead - Plastic | Don't Know | Don't Know |  | Non-Lead - Plastic | Unknown |  | Non-Lead | No | No |  | Single Family Residence | Unknown |  | No
578 | 501 | COLEMAN ST | Hallsville | 75650 | COLEMAN ST*501 | 32.4954 | -94.5712 | Non-Lead - Plastic | Don't Know |  |  | Non-Lead - Plastic | Unknown |  | Non-Lead | No | No |  | Single Family Residence | Unknown |  | No
579 | 502 | COLEMAN ST | Hallsville | 75650 | COLEMAN ST*502 | 32.495 | -94.5718 | Non-Lead - Plastic | Don't Know |  |  | Non-Lead - Plastic | Unknown |  | Non-Lead | No | No |  | Single Family Residence | Unknown |  | No
580 | 503 | COLEMAN ST | Hallsville | 75650 | COLEMAN ST*503 | 32.4951 | -94.5716 | Non-Lead - Plastic | Don't Know |  |  | Non-Lead - Copper | Unknown |  | Non-Lead | No | Don't Know |  | Single Family Residence | Unknown |  | No
581 | 505 | COLEMAN ST | Hallsville | 75650 | COLEMAN ST*505 | 32.4947 | -94.5715 | Non-Lead - Plastic | Don't Know |  |  | Non-Lead - Plastic | Unknown |  | Non-Lead | No | No |  | Single Family Residence | Unknown |  | No
582 | 504 | COLEMAN ST | Hallsville | 75650 | COLEMAN ST*504 | 32.4948 | -94.5718 | Non-Lead - Plastic | Don't Know |  |  | Non-Lead - Plastic | Unknown |  | Non-Lead | No | No |  | Single Family Residence | Unknown |  | No
583 | 506 | COLEMAN ST | Hallsville | 75650 | COLEMAN ST*506 | 32.494388 | -94.571731 | Non-Lead - Plastic | Don't Know | Don't Know |  | Non-Lead - Plastic | Unknown |  | Non-Lead | No | No |  | Single Family Residence | Unknown |  | No
584 | 507 | COLEMAN ST | Hallsville | 75650 | COLEMAN ST*507 | 32.4944 | -94.5716 | Non-Lead - Plastic | Don't Know |  |  | Non-Lead - Plastic | Unknown |  | Non-Lead | No | No |  | Single Family Residence | Unknown |  | No
585 | 509 | COLEMAN ST | Hallsville | 75650 | COLEMAN ST*509 | 32.4942 | -94.5716 | Non-Lead - Plastic | Don't Know |  |  | Non-Lead - Plastic | Unknown |  | Non-Lead | No | No |  | Single Family Residence | Unknown |  | No
586 | 508 | COLEMAN ST | Hallsville | 75650 | COLEMAN ST*508 | 32.4941 | -94.5717 | Non-Lead - Plastic | Don't Know |  |  | Non-Lead - Copper | Unknown |  | Non-Lead | No | Don't Know |  | Single Family Residence | Unknown |  | No
587 | 510 | COLEMAN ST | Hallsville | 75650 | COLEMAN ST*510 | 32.494 | -94.5717 | Non-Lead - Plastic | Don't Know |  |  | Non-Lead - Plastic | Unknown |  | Non-Lead | No | No |  | Single Family Residence | Unknown |  | No
588 | 511 | COLEMAN ST | Hallsville | 75650 | COLEMAN ST*511 | 32.4939 | -94.5716 | Non-Lead - Plastic | Don't Know |  |  | Non-Lead - Plastic | Unknown |  | Non-Lead | No | No |  | Single Family Residence | Unknown |  | No
589 | 512 | COLEMAN ST | Hallsville | 75650 | COLEMAN ST*512 | 32.4937 | -94.5717 | Non-Lead - Plastic | Don't Know |  |  | Non-Lead - Plastic | Unknown |  | Non-Lead | No | No |  | Single Family Residence | Unknown |  | No
590 | 513 | COLEMAN ST | Hallsville | 75650 | COLEMAN ST*513 | 32.4935 | -94.5715 | Non-Lead - Plastic | Don't Know |  |  | Non-Lead - Copper | Unknown |  | Non-Lead | No | Don't Know |  | Single Family Residence | Unknown |  | No
591 | 514 | COLEMAN ST | Hallsville | 75650 | COLEMAN ST*514 | 32.4935 | -94.5717 | Non-Lead - Plastic | Don't Know |  |  | Non-Lead - Plastic | Unknown |  | Non-Lead | No | No |  | Single Family Residence | Unknown |  | No
592 | 515 | COLEMAN ST | Hallsville | 75650 | COLEMAN ST*515 | 32.4933 | -94.5716 | Non-Lead - Plastic | Don't Know |  |  | Non-Lead - Other | Unknown |  | Non-Lead | No | Don't Know |  | Single Family Residence | Unknown |  | No
593 | 517 | COLEMAN ST | Hallsville | 75650 | COLEMAN ST*517 | 32.4932 | -94.5715 | Non-Lead - Plastic | Don't Know |  |  | Non-Lead - Plastic | Unknown |  | Non-Lead | No | No |  | Single Family Residence | Unknown |  | No
594 | 516 | COLEMAN ST | Hallsville | 75650 | COLEMAN ST*516 | 32.4931 | -94.5718 | Non-Lead - Plastic | Don't Know |  |  | Non-Lead - Plastic | Unknown |  | Non-Lead | No | No |  | Single Family Residence | Unknown |  | No
595 | 516 | LAUREL LN | Hallsville | 75650 | LAUREL LN*516 | 32.493 | -94.5705 | Non-Lead - Plastic | Don't Know |  |  | Non-Lead - Copper | Unknown |  | Non-Lead | No | Don't Know |  | Single Family Residence | Unknown |  | No
596 | 517 | LAUREL LN | Hallsville | 75650 | LAUREL LN*517 | 32.4931 | -94.5704 | Non-Lead - Plastic | Don't Know |  |  | Non-Lead - Plastic | Unknown |  | Non-Lead | No | Don't Know |  | Single Family Residence | Unknown |  | No
597 | 514 | LAUREL LN | Hallsville | 75650 | LAUREL LN*514 | 32.4934 | -94.5705 | Non-Lead - Plastic | Don't Know |  |  | Non-Lead - Other | Unknown |  | Non-Lead | No | Don't Know |  | Single Family Residence | Unknown |  | No
598 | 515 | LAUREL LN | Hallsville | 75650 | LAUREL LN*515 | 32.4934 | -94.5704 | Non-Lead - Plastic | Don't Know |  |  | Non-Lead - Copper | Unknown |  | Non-Lead | No | Don't Know |  | Single Family Residence | Unknown |  | No
599 | 513 | LAUREL LN | Hallsville | 75650 | LAUREL LN*513 | 32.4936 | -94.5704 | Non-Lead - Plastic | Don't Know |  |  | Non-Lead - Plastic | Unknown |  | Non-Lead | No | Don't Know |  | Single Family Residence | Unknown |  | No
600 | 512 | LAUREL LN | Hallsville | 75650 | LAUREL LN*512 | 32.4935 | -94.5706 | Non-Lead - Plastic | Don't Know |  |  | Non-Lead - Plastic | Unknown |  | Non-Lead | No | Don't Know |  | Single Family Residence | Unknown |  | No
601 | 510 | LAUREL LN | Hallsville | 75650 | LAUREL LN*510 | 32.4938 | -94.5706 | Non-Lead - Plastic | Don't Know |  |  | Non-Lead - Plastic | Unknown |  | Non-Lead | No | Don't Know |  | Single Family Residence | Unknown |  | No
602 | 511 | LAUREL LN | Hallsville | 75650 | LAUREL LN*511 | 32.4939 | -94.5704 | Non-Lead - Plastic | Don't Know |  |  | Non-Lead - Copper | Unknown |  | Non-Lead | No | Don't Know |  | Single Family Residence | Unknown |  | No
603 | 508 | LAUREL LN | Hallsville | 75650 | LAUREL LN*508 | 32.494 | -94.5705 | Non-Lead - Plastic | Don't Know |  |  | Non-Lead - Other | Unknown |  | Non-Lead | No | Don't Know |  | Single Family Residence | Unknown |  | No
604 | 509 | LAUREL LN | Hallsville | 75650 | LAUREL LN*509 | 32.494 | -94.5704 | Non-Lead - Plastic | Don't Know |  |  | Non-Lead - Copper | Unknown |  | Non-Lead | No | Don't Know |  | Single Family Residence | Unknown |  | No
605 | 507 | LAUREL LN | Hallsville | 75650 | LAUREL LN*507 | 32.4943 | -94.5704 | Non-Lead - Plastic | Don't Know |  |  | Non-Lead - Copper | Unknown |  | Non-Lead | No | Don't Know |  | Single Family Residence | Unknown |  | No
606 | 506 | LAUREL LN | Hallsville | 75650 | LAUREL LN*506 | 32.4944 | -94.5705 | Non-Lead - Plastic | Don't Know |  |  | Non-Lead - Copper | Unknown |  | Non-Lead | No | Don't Know |  | Single Family Residence | Unknown |  | No
607 | 504 | LAUREL LN | Hallsville | 75650 | LAUREL LN*504 | 32.4947 | -94.5705 | Non-Lead - Plastic | Don't Know |  |  | Non-Lead - Copper | Unknown |  | Non-Lead | No | Don't Know |  | Single Family Residence | Unknown |  | No
608 | 505 | LAUREL LN | Hallsville | 75650 | LAUREL LN*505 | 32.4948 | -94.5704 | Non-Lead - Plastic | Don't Know |  |  | Non-Lead - Copper | Unknown |  | Non-Lead | No | Don't Know |  | Single Family Residence | Unknown |  | No
609 | 503 | LAUREL LN | Hallsville | 75650 | LAUREL LN*503 | 32.495 | -94.5704 | Non-Lead - Plastic | Don't Know |  |  | Non-Lead - Plastic | Unknown |  | Non-Lead | No | Don't Know |  | Single Family Residence | Unknown |  | No
610 | 502 | LAUREL LN | Hallsville | 75650 | LAUREL LN*502 | 32.495 | -94.5706 | Non-Lead - Plastic | Don't Know |  |  | Non-Lead - Plastic | Unknown |  | Non-Lead | No | Don't Know |  | Single Family Residence | Unknown |  | No
611 | 501 | LAUREL LN | Hallsville | 75650 | LAUREL LN*501 | 32.4954 | -94.5712 | Non-Lead - Plastic | Don't Know |  |  | Non-Lead - Plastic | Unknown |  | Non-Lead | No | No |  | Single Family Residence | Unknown |  | No
612 | 500 | LAUREL LN | Hallsville | 75650 | LAUREL LN*500 | 32.4953 | -94.5706 | Non-Lead - Plastic | Don't Know |  |  | Non-Lead - Plastic | Unknown |  | Non-Lead | No | Don't Know |  | Single Family Residence | Unknown |  | No
613 | 209 | GALILEE RD | Hallsville | 75650 | GALILEE RD*209 | 32.4955 | -94.5698 | Non-Lead - Plastic | Don't Know |  |  | Non-Lead - Plastic | Unknown |  | Non-Lead | No | No |  | Single Family Residence | Unknown |  | No
614 | 207 | GALILEE RD | Hallsville | 75650 | GALILEE RD*207 | 32.4955 | -94.5701 | Non-Lead - Plastic | Don't Know |  |  | Non-Lead - Plastic | Unknown |  | Non-Lead | No | No |  | Single Family Residence | Unknown |  | No
615 | 205 | GALILEE RD | Hallsville | 75650 | GALILEE RD*205 | 32.4955 | -94.5704 | Non-Lead - Plastic | Don't Know |  |  | Non-Lead - Plastic | Unknown |  | Non-Lead | No | No |  | Single Family Residence | Unknown |  | No
616 | 203 | GALILEE RD | Hallsville | 75650 | GALILEE RD*203 | 32.4955 | -94.5707 | Non-Lead - Plastic | Don't Know |  |  | Non-Lead - Plastic | Unknown |  | Non-Lead | No | No |  | Single Family Residence | Unknown |  | No
617 | 201 | GALILEE RD | Hallsville | 75650 | GALILEE RD*201 | 32.4956 | -94.5711 | Non-Lead - Plastic | Don't Know |  |  | Non-Lead - Plastic | Unknown |  | Non-Lead | No | No |  | Single Family Residence | Unknown |  | No
618 | 422 | EMMIE LN | Hallsville | 75650 | EMMIE LN*422 | 32.4958 | -94.5713 | Non-Lead - Plastic | Don't Know |  |  | Non-Lead - Plastic | Unknown |  | Non-Lead | No | No |  | Single Family Residence | Unknown |  | No
619 | 420 | EMMIE LN | Hallsville | 75650 | EMMIE LN*420 | 32.4958 | -94.5713 | Non-Lead - Plastic | Don't Know |  |  | Non-Lead - Plastic | Unknown |  | Non-Lead | No | Don't Know |  | Single Family Residence | Unknown |  | No
620 | 418 | EMMIE LN | Hallsville | 75650 | EMMIE LN*418 | 32.4961 | -94.5713 | Non-Lead - Plastic | Don't Know |  |  | Non-Lead - Plastic | Unknown |  | Non-Lead | No | No |  | Single Family Residence | Unknown |  | No
621 | 416 | EMMIE LN | Hallsville | 75650 | EMMIE LN*416 | 32.4965 | -94.5713 | Non-Lead - Plastic | Don't Know |  |  | Non-Lead - Plastic | Unknown |  | Non-Lead | No | No |  | Single Family Residence | Unknown |  | No
622 | 414 | EMMIE LN | Hallsville | 75650 | EMMIE LN*414 | 32.4966 | -94.5713 | Non-Lead - Plastic | Don't Know |  |  | Non-Lead - Plastic | Unknown |  | Non-Lead | No | No |  | Single Family Residence | Unknown |  | No
623 | 201 | CASCA ST | Hallsville | 75650 | CASCA ST*201 | 32.4964 | -94.571 | Non-Lead - Plastic | Don't Know |  |  | Non-Lead - Plastic | Unknown |  | Non-Lead | No | Don't Know |  | Single Family Residence | Unknown |  | No
624 | 200 | CASCA ST | Hallsville | 75650 | CASCA ST*200 | 32.496278 | -94.57086 | Non-Lead - Plastic | Don't Know | Don't Know |  | Non-Lead - Plastic | Unknown |  | Non-Lead | No | No |  | Single Family Residence | Unknown |  | No
625 | 202 | CASCA ST | Hallsville | 75650 | CASCA ST*202 | 32.4963 | -94.5705 | Non-Lead - Plastic | Don't Know |  |  | Non-Lead - Plastic | Unknown |  | Non-Lead | No | No |  | Single Family Residence | Unknown |  | No
626 | 203 | CASCA ST | Hallsville | 75650 | CASCA ST*203 | 32.4965 | -94.5706 | Non-Lead - Plastic | Don't Know |  |  | Non-Lead - Plastic | Unknown |  | Non-Lead | No | Don't Know |  | Single Family Residence | Unknown |  | No
627 | 205 | CASCA ST | Hallsville | 75650 | CASCA ST*205 | 32.4965 | -94.5703 | Non-Lead - Plastic | Don't Know |  |  | Non-Lead - Plastic | Unknown |  | Non-Lead | No | No |  | Single Family Residence | Unknown |  | No
628 | 204 | CASCA ST | Hallsville | 75650 | CASCA ST*204 | 32.4963 | -94.5701 | Non-Lead - Plastic | Don't Know |  |  | Non-Lead - Plastic | Unknown |  | Non-Lead | No | No |  | Single Family Residence | Unknown |  | No
629 | 206 | CASCA ST | Hallsville | 75650 | CASCA ST*206 | 32.4963 | -94.5701 | Non-Lead - Plastic | Don't Know |  |  | Non-Lead - Plastic | Unknown |  | Non-Lead | No | No |  | Single Family Residence | No |  | No
630 | 207 | CASCA ST | Hallsville | 75650 | CASCA ST*207 | 32.4965 | -94.5701 | Non-Lead - Plastic | Don't Know |  |  | Non-Lead - Plastic | Unknown |  | Non-Lead | No | No |  | Single Family Residence | Unknown |  | No
632 | 405 | GALILEE RD | Hallsville | 75650 | GALILEE RD*405 | 32.4955 | -94.5686 | Non-Lead - Plastic | Don't Know |  |  | Non-Lead - Plastic | Unknown |  | Non-Lead | No | No |  | Single Family Residence | Unknown |  | No
633 | 404 | GALILEE RD | Hallsville | 75650 | GALILEE RD*404 | 32.4953 | -94.5686 | Non-Lead - Plastic | Don't Know |  |  | Non-Lead - Plastic | Unknown |  | Non-Lead | No | No |  | Single Family Residence | Unknown |  | No
634 | 402 B | GALILEE RD | Hallsville | 75650 | GALILEE RD*402 B | 32.4954 | -94.5688 | Non-Lead - Plastic | Don't Know |  |  | Non-Lead - Plastic | Unknown |  | Non-Lead | No | No |  | Single Family Residence | Unknown |  | No
636 | 408 | GALILEE RD | Hallsville | 75650 | GALILEE RD*408 | 32.4954 | -94.5683 | Non-Lead - Plastic | Don't Know |  |  | Non-Lead - Plastic | Unknown |  | Non-Lead | No | No |  | Single Family Residence | Unknown |  | No
637 | 411 | EMMIE LN | Hallsville | 75650 | EMMIE LN*411 | 32.4969 | -94.5711 | Non-Lead - Plastic | Don't Know |  |  | Non-Lead - Plastic | Unknown |  | Non-Lead | No | Don't Know |  | Single Family Residence | Unknown |  | No
638 | 414 | GALILEE RD | Hallsville | 75650 | GALILEE RD*414 | 32.4954 | -94.568 | Non-Lead - Plastic | Don't Know |  |  | Non-Lead - Plastic | Unknown |  | Non-Lead | No | No |  | Single Family Residence | Unknown |  | No
638 | 414 | GALILEE RD | Hallsville | 75650 | GALILEE RD*414 | 32.4954 | -94.568 | Non-Lead - Plastic | Don't Know |  |  | Non-Lead - Plastic | Unknown |  | Non-Lead | No | No |  | Single Family Residence | Unknown |  | No
640 | 415 | GALILEE RD | Hallsville | 75650 | GALILEE RD*415 | 32.4955 | -94.5671 | Non-Lead - Plastic | Don't Know |  |  | Non-Lead - Plastic | Unknown |  | Non-Lead | No | No |  | Single Family Residence | Unknown |  | No
642 | 420 | GALILEE RD | Hallsville | 75650 | GALILEE RD*420 | 32.4954 | -94.5671 | Non-Lead - Plastic | Don't Know |  |  | Non-Lead - Plastic | Unknown |  | Non-Lead | No | No |  | Single Family Residence | Unknown |  | No
643 | 418 | GALILEE RD | Hallsville | 75650 | GALILEE RD*418 | 32.4954 | -94.5672 | Non-Lead - Plastic | Don't Know |  |  | Non-Lead - Plastic | Unknown |  | Non-Lead | No | No |  | Single Family Residence | Unknown |  | No
647 | 424 | GALILEE RD | Hallsville | 75650 | GALILEE RD*424 | 32.4954 | -94.5658 | Non-Lead - Plastic | Don't Know |  |  | Non-Lead - Plastic | Unknown |  | Non-Lead | No | No |  | Single Family Residence | Unknown |  | No
648 | 103 A W | CEDAR ST | Hallsville | 75650 | CEDAR ST*103 A W | 32.499308 | -94.574337 | Non-Lead - Plastic | Don't Know | Don't Know |  | Non-Lead - Plastic | Unknown |  | Non-Lead | No | No |  | Multiple Family Residence | Unknown |  | No
649 | 615 | MOORE LN | Hallsville | 75650 | MOORE LN*615 | 32.4937 | -94.5652 | Non-Lead - Plastic | Don't Know |  |  | Non-Lead - Plastic | Unknown |  | Non-Lead | No | No |  | Single Family Residence | Unknown |  | No
650 | 629 | MOORE LN | Hallsville | 75650 | MOORE LN*629 | 32.493846 | -94.565215 | Non-Lead - Plastic | Don't Know |  |  | Non-Lead - Plastic | Unknown |  | Non-Lead |  | Don't Know |  | Single Family Residence | Unknown
651 | 577 | MOORE LN | Hallsville | 75650 | MOORE LN*577 | 32.4944 | -94.5652 | Non-Lead - Plastic | Don't Know |  |  | Non-Lead - Plastic | Unknown |  | Non-Lead | No | No |  | Building | Unknown |  | No
656 |  | GALILEE RD | Hallsville | 75650 | GALILEE RD* | 32.4954 | -94.5543 | Non-Lead - Plastic | Don't Know |  |  | Non-Lead - Plastic | Unknown |  | Non-Lead | No | No |  | Other | Unknown |  | No
657 | 412 A S | CENTRAL ST | Hallsville | 75650 | CENTRAL ST*412 A S | 32.4979 | -94.5731 | Non-Lead - Plastic | Don't Know |  |  | Non-Lead - Plastic | Unknown |  | Non-Lead | No | No |  | Single Family Residence | Unknown |  | No
658 |  | GALILEE RD CORRALS | Hallsville | 75650 | GALILEE RD CORRALS* | 32.4955 | -94.554 | Non-Lead - Plastic | Don't Know |  |  | Non-Lead - Plastic | Unknown |  | Non-Lead | No | No |  | Single Family Residence | Unknown |  | No
659 | 1541 | GALILEE RD | Hallsville | 75650 | GALILEE RD*1541 | 32.4930828 | -94.5512289 | Non-Lead - Plastic | Don't Know | Don't Know |  | Non-Lead - Plastic | Unknown |  | Non-Lead | No | No |  | Single Family Residence | Unknown |  | No
660 | 412 S | CENTRAL ST | Hallsville | 75650 | CENTRAL ST*412 S | 32.4979 | -94.5731 | Non-Lead - Plastic | Don't Know |  |  | Non-Lead - Plastic | Unknown |  | Non-Lead | No | No |  | Single Family Residence | Unknown |  | No
661 | 1612 | GALILEE RD | Hallsville | 75650 | GALILEE RD*1612 | 32.4922 | -94.5514 | Non-Lead - Plastic | Don't Know |  |  | Non-Lead - Plastic | Unknown |  | Non-Lead | No | No |  | Single Family Residence | Unknown |  | No
663 | 611 | WALDRON FERRY RD | Hallsville | 75650 | WALDRON FERRY RD*611 | 32.4899 | -94.5698 | Non-Lead - Plastic | Don't Know |  |  | Non-Lead - Plastic | Unknown |  | Non-Lead | No | Don't Know |  | Single Family Residence | Unknown |  | No
667 |  | WALDRON FERRY RD | Hallsville | 75650 | WALDRON FERRY RD* | 32.4912 | -94.5699 | Non-Lead - Plastic | Don't Know |  |  | Non-Lead - Plastic | Unknown |  | Non-Lead | No | No |  | Single Family Residence | Unknown |  | No
668 |  | WALDRON FERRY RD | Hallsville | 75650 | WALDRON FERRY RD* | 32.4913 | -94.5699 | Non-Lead - Plastic | Don't Know |  |  | Non-Lead - Plastic | Unknown |  | Non-Lead | No | No |  | Single Family Residence | Unknown |  | No
669 | 108 | WALDRON FERRY RD | Hallsville | 75650 | WALDRON FERRY RD*108 | 32.4927 | -94.5705 | Non-Lead - Plastic | Don't Know |  |  | Non-Lead - Plastic | Unknown |  | Non-Lead | No | No |  | Single Family Residence | Unknown |  | No
670 | 106 | WALDRON FERRY RD | Hallsville | 75650 | WALDRON FERRY RD*106 | 32.4928 | -94.5718 | Non-Lead - Plastic | Don't Know |  |  | Non-Lead - Plastic | Unknown |  | Non-Lead | No | No |  | Single Family Residence | Unknown |  | No
671 | 104 | WALDRON FERRY RD | Hallsville | 75650 | WALDRON FERRY RD*104 | 32.4929 | -94.5724 | Non-Lead - Plastic | Don't Know |  |  | Non-Lead - Plastic | Unknown |  | Non-Lead | No | No |  | Single Family Residence | Unknown |  | No
672 | 103 | WALDRON FERRY RD | Hallsville | 75650 | WALDRON FERRY RD*103 | 32.493 | -94.5724 | Non-Lead - Plastic | Don't Know |  |  | Non-Lead - Plastic | Unknown |  | Non-Lead | No | No |  | Single Family Residence | Unknown |  | No
673 | 410 S | CENTRAL ST | Hallsville | 75650 | CENTRAL ST*410 S | 32.4983 | -94.5732 | Non-Lead - Plastic | Don't Know |  |  | Non-Lead - Plastic | Unknown |  | Non-Lead | No | No |  | Single Family Residence | Unknown |  | No
674 | 102 | WALDRON FERRY RD | Hallsville | 75650 | WALDRON FERRY RD*102 | 32.4929 | -94.5727 | Non-Lead - Plastic | Don't Know |  |  | Non-Lead - Plastic | Unknown |  | Non-Lead | No | No |  | Single Family Residence | Unknown |  | No
675 | 602 S | CENTRAL ST | Hallsville | 75650 | CENTRAL ST*602 S | 32.4927 | -94.5741 | Non-Lead - Plastic | Don't Know |  |  | Non-Lead - Plastic | Unknown |  | Non-Lead | No | No |  | Single Family Residence | Unknown |  | No
676 | 604 S | CENTRAL ST | Hallsville | 75650 | CENTRAL ST*604 S | 32.4926 | -94.5741 | Non-Lead - Plastic | Don't Know |  |  | Non-Lead - Plastic | Unknown |  | Non-Lead | No | No |  | Single Family Residence | Unknown |  | No
677 | 601 S | CENTRAL ST | Hallsville | 75650 | CENTRAL ST*601 S | 32.4926 | -94.5737 | Non-Lead - Plastic | Don't Know |  |  | Non-Lead - Plastic | Unknown |  | Non-Lead | No | No |  | Single Family Residence | Unknown |  | No
678 | 605 S | CENTRAL ST | Hallsville | 75650 | CENTRAL ST*605 S | 32.4923 | -94.5739 | Non-Lead - Plastic | Don't Know |  |  | Non-Lead - Plastic | Unknown |  | Non-Lead | No | No |  | Single Family Residence | Unknown |  | No
679 | 118 | LEMONS DR | Hallsville | 75650 | LEMONS DR*118 | 32.4922 | -94.5743 | Non-Lead - Plastic | Don't Know |  |  | Non-Lead - Plastic | Unknown |  | Non-Lead | No | No |  | Multiple Family Residence | Unknown |  | No
680 | 404 S | CENTRAL ST | Hallsville | 75650 | CENTRAL ST*404 S | 32.4987 | -94.5733 | Non-Lead - Plastic | Don't Know |  |  | Non-Lead - Plastic | Unknown |  | Non-Lead | No | No |  | Single Family Residence | Unknown |  | No
681 | 607 S | CENTRAL ST | Hallsville | 75650 | CENTRAL ST*607 S | 32.4916 | -94.5742 | Non-Lead - Plastic | Don't Know |  |  | Non-Lead - Plastic | Unknown |  | Non-Lead | No | No |  | Single Family Residence | Unknown |  | No
682 | 609 S | CENTRAL ST | Hallsville | 75650 | CENTRAL ST*609 S | 32.4913 | -94.5743 | Non-Lead - Plastic | Don't Know |  |  | Non-Lead - Plastic | Unknown |  | Non-Lead | No | No |  | Single Family Residence | Unknown |  | No
683 | 406 S | CENTRAL ST | Hallsville | 75650 | CENTRAL ST*406 S | 32.4987 | -94.5733 | Non-Lead - Plastic | Don't Know |  |  | Non-Lead - Plastic | Unknown |  | Non-Lead | No | No |  | Single Family Residence | Unknown |  | No
685 | 408 S | CENTRAL ST | Hallsville | 75650 | CENTRAL ST*408 S | 32.4983 | -94.5732 | Non-Lead - Plastic | Don't Know |  |  | Non-Lead - Plastic | Unknown |  | Non-Lead | No | No |  | Single Family Residence | Unknown |  | No
686 | 512 S | CENTRAL ST | Hallsville | 75650 | CENTRAL ST*512 S | 32.4934 | -94.5741 | Non-Lead - Plastic | Don't Know |  |  | Non-Lead - Plastic | Unknown |  | Non-Lead | No | No |  | Single Family Residence | Unknown |  | No
688 | 513 S | CENTRAL ST | Hallsville | 75650 | CENTRAL ST*513 S | 32.4934 | -94.5734 | Non-Lead - Plastic | Don't Know |  |  | Non-Lead - Plastic | Unknown |  | Non-Lead | No | No |  | Single Family Residence | Unknown |  | No
689 | 511 S | CENTRAL ST | Hallsville | 75650 | CENTRAL ST*511 S | 32.4948 | -94.5728 | Non-Lead - Plastic | Don't Know |  |  | Non-Lead - Plastic | Unknown |  | Non-Lead | No | No |  | Single Family Residence | Unknown |  | No
690 | 509 S | CENTRAL ST | Hallsville | 75650 | CENTRAL ST*509 S | 32.4938 | -94.5732 | Non-Lead - Plastic | Don't Know |  |  | Non-Lead - Plastic | Unknown |  | Non-Lead | No | No |  | Single Family Residence | Unknown |  | No
691 | 507 S | CENTRAL ST | Hallsville | 75650 | CENTRAL ST*507 S | 32.494 | -94.5731 | Non-Lead - Plastic | Don't Know |  |  | Non-Lead - Plastic | Unknown |  | Non-Lead | No | No |  | Single Family Residence | Unknown |  | No
692 | 503 S | CENTRAL ST | Hallsville | 75650 | CENTRAL ST*503 S | 32.4936 | -94.5734 | Non-Lead - Plastic | Don't Know |  |  | Non-Lead - Plastic | Unknown |  | Non-Lead | No | No |  | Single Family Residence | Unknown |  | No
693 | 501 S | CENTRAL ST | Hallsville | 75650 | CENTRAL ST*501 S | 32.4949 | -94.5728 | Non-Lead - Plastic | Don't Know |  |  | Non-Lead - Plastic | Unknown |  | Non-Lead | No | No |  | Single Family Residence | Unknown |  | No
694 | 100 | GALILEE RD | Hallsville | 75650 | GALILEE RD*100 | 32.4952 | -94.5728 | Non-Lead - Plastic | Don't Know |  |  | Non-Lead - Plastic | Unknown |  | Non-Lead | No | No |  | Single Family Residence | Unknown |  | No
695 | 402 S | CENTRAL ST | Hallsville | 75650 | CENTRAL ST*402 S | 32.4991 | -94.5733 | Non-Lead - Plastic | Don't Know |  |  | Non-Lead - Plastic | Unknown |  | Non-Lead | No | No |  | Single Family Residence | Unknown |  | No
696 | 400 S | CENTRAL ST | Hallsville | 75650 | CENTRAL ST*400 S | 32.4994 | -94.5734 | Non-Lead - Plastic | Don't Know |  |  | Non-Lead - Plastic | Unknown |  | Non-Lead | No | No |  | Single Family Residence | Unknown |  | No
697 | 101 W | CEDAR ST | Hallsville | 75650 | CEDAR ST*101 W | 32.4994 | -94.5739 | Non-Lead - Plastic | Don't Know |  |  | Non-Lead - Other | Unknown |  | Non-Lead | No | Don't Know |  | Single Family Residence | Unknown |  | No
698 | 100 W | CEDAR ST | Hallsville | 75650 | CEDAR ST*100 W | 32.4995 | -94.574 | Non-Lead - Plastic | Don't Know |  |  | Non-Lead - Plastic | Unknown |  | Non-Lead | No | Don't Know |  | Single Family Residence | Unknown |  | No
699 | 103 A W | CEDAR ST | Hallsville | 75650 | CEDAR ST*103 A W | 32.499308 | -94.574337 | Non-Lead - Plastic | Don't Know |  |  | Non-Lead - Plastic | Unknown |  | Non-Lead |  | Don't Know |  | Multiple Family Residence | Unknown
700 | 102 W | CEDAR ST | Hallsville | 75650 | CEDAR ST*102 W | 32.4995 | -94.5744 | Non-Lead - Plastic | Don't Know |  |  | Non-Lead - Plastic | Unknown |  | Non-Lead | No | No |  | Single Family Residence | Unknown |  | No
701 | 401 S | GREEN ST | Hallsville | 75650 | GREEN ST*401 S | 32.4993 | -94.5745 | Non-Lead - Plastic | Don't Know |  |  | Non-Lead - Plastic | Unknown |  | Non-Lead | No | Don't Know |  | Single Family Residence | Unknown |  | No
702 | 307 S | GREEN ST | Hallsville | 75650 | GREEN ST*307 S | 32.4997 | -94.5747 | Non-Lead - Plastic | Don't Know |  |  | Non-Lead - Plastic | Unknown |  | Non-Lead | No | No |  | Single Family Residence | Unknown |  | No
703 | 305 S | GREEN ST | Hallsville | 75650 | GREEN ST*305 S | 32.5001 | -94.5749 | Non-Lead - Plastic | Don't Know |  |  | Non-Lead - Plastic | Unknown |  | Non-Lead | No | No |  | Single Family Residence | Unknown |  | No
704 | 303 S | GREEN ST | Hallsville | 75650 | GREEN ST*303 S | 32.5002 | -94.5749 | Non-Lead - Plastic | Don't Know |  |  | Non-Lead - Plastic | Unknown |  | Non-Lead | No | No |  | Single Family Residence | Unknown |  | No
705 | 302 S | GREEN ST | Hallsville | 75650 | GREEN ST*302 S | 32.500369 | -94.575453 | Non-Lead - Plastic | Don't Know | Don't Know |  | Non-Lead - Plastic | Unknown |  | Non-Lead | No | No |  | Multiple Family Residence | Unknown |  | No
706 | 302 S | GREEN ST | Hallsville | 75650 | GREEN ST*302 S | 32.500369 | -94.575453 | Non-Lead - Plastic | Don't Know | Don't Know |  | Non-Lead - Plastic | Unknown |  | Non-Lead | No | No |  | Multiple Family Residence | Unknown |  | No
707 | 302 S | GREEN ST | Hallsville | 75650 | GREEN ST*302 S | 32.500369 | -94.575453 | Non-Lead - Plastic | Don't Know | Don't Know |  | Non-Lead - Plastic | Unknown |  | Non-Lead | No | No |  | Multiple Family Residence | Unknown |  | No
708 | 302 S | GREEN ST | Hallsville | 75650 | GREEN ST*302 S | 32.500369 | -94.575453 | Non-Lead - Plastic | Don't Know | Don't Know |  | Non-Lead - Plastic | Unknown |  | Non-Lead | No | No |  | Multiple Family Residence | Unknown |  | No
709 | 302 S | GREEN ST | Hallsville | 75650 | GREEN ST*302 S | 32.500369 | -94.575453 | Non-Lead - Plastic | Don't Know | Don't Know |  | Non-Lead - Plastic | Unknown |  | Non-Lead | No | No |  | Multiple Family Residence | Unknown |  | No
710 | 306 S | GREEN ST | Hallsville | 75650 | GREEN ST*306 S | 32.5 | -94.5751 | Non-Lead - Plastic | Don't Know |  |  | Non-Lead - Plastic | Unknown |  | Non-Lead | No | No |  | Single Family Residence | Unknown |  | No
711 | 308 S | GREEN ST | Hallsville | 75650 | GREEN ST*308 S | 32.4996 | -94.5751 | Non-Lead - Plastic | Don't Know |  |  | Non-Lead - Plastic | Unknown |  | Non-Lead | No | No |  | Single Family Residence | Unknown |  | No
712 | 310 S | CENTRAL ST | Hallsville | 75650 | CENTRAL ST*310 S | 32.4997 | -94.5735 | Non-Lead - Plastic | Don't Know |  |  | Non-Lead - Plastic | Unknown |  | Non-Lead | No | No |  | Single Family Residence | Unknown |  | No
713 | 311 S | CENTRAL ST | Hallsville | 75650 | CENTRAL ST*311 S | 32.4997 | -94.5732 | Non-Lead - Plastic | Don't Know |  |  | Non-Lead - Plastic | Unknown |  | Non-Lead | No | No |  | Single Family Residence | Unknown |  | No
714 | 306 S | CENTRAL ST | Hallsville | 75650 | CENTRAL ST*306 S | 32.5002 | -94.5736 | Non-Lead - Plastic | Don't Know |  |  | Non-Lead - Plastic | Unknown |  | Non-Lead | No | No |  | Single Family Residence | Unknown |  | No
715 | 307 S | CENTRAL ST | Hallsville | 75650 | CENTRAL ST*307 S | 32.5003 | -94.5733 | Non-Lead - Plastic | Don't Know |  |  | Non-Lead - Plastic | Unknown |  | Non-Lead | No | No |  | Single Family Residence | Unknown |  | No
717 | 304 S | CENTRAL ST | Hallsville | 75650 | CENTRAL ST*304 S | 32.5005 | -94.5736 | Non-Lead - Plastic | Don't Know |  |  | Non-Lead - Plastic | Unknown |  | Non-Lead | No | No |  | Single Family Residence | Unknown |  | No
718 | 208 S | CENTRAL ST | Hallsville | 75650 | CENTRAL ST*208 S | 32.5013 | -94.574 | Non-Lead - Plastic | Don't Know |  |  | Non-Lead - Plastic | Unknown |  | Non-Lead | No | No |  | Single Family Residence | Unknown |  | No
719 | 300 S | CENTRAL ST | Hallsville | 75650 | CENTRAL ST*300 S | 32.501196 | -94.573978 | Non-Lead - Plastic | Don't Know | Don't Know |  | Non-Lead - Plastic | Unknown |  | Non-Lead | No | No |  | Building | Unknown |  | No
720 | 103 W | WALNUT ST | Hallsville | 75650 | WALNUT ST*103 W | 32.5012 | -94.5744 | Non-Lead - Plastic | Don't Know |  |  | Non-Lead - Plastic | Unknown |  | Non-Lead | No | No |  | Single Family Residence | Unknown |  | No
721 | 102 W | WALNUT ST | Hallsville | 75650 | WALNUT ST*102 W | 32.5013 | -94.5745 | Non-Lead - Plastic | Don't Know |  |  | Non-Lead - Plastic | Unknown |  | Non-Lead | No | No |  | Single Family Residence | Unknown |  | No
722 | 300 S | GREEN ST | Hallsville | 75650 | GREEN ST*300 S |  |  | Non-Lead - Plastic | Don't Know |  |  | Non-Lead - Plastic | Unknown |  | Non-Lead | No | No |  | Single Family Residence | Unknown |  | No
723 | 201 A & B W | WALNUT ST | Hallsville | 75650 | WALNUT ST*201 A & B W | 32.501 | -94.5758 | Non-Lead - Plastic | Don't Know | Don't Know |  | Non-Lead - Plastic | Unknown |  | Non-Lead | No | No |  | Multiple Family Residence | Unknown |  | No
724 | 203 A W | WALNUT ST | Hallsville | 75650 | WALNUT ST*203 A W | 32.501 | -94.576 | Non-Lead - Plastic | Don't Know |  |  | Non-Lead - Plastic | Unknown |  | Non-Lead |  | Don't Know |  | Multiple Family Residence | Unknown
725 | 205 W | WALNUT ST | Hallsville | 75650 | WALNUT ST*205 W | 32.5009 | -94.5764 | Non-Lead - Plastic | Don't Know |  |  | Non-Lead - Copper | Unknown |  | Non-Lead | No | Don't Know |  | Single Family Residence | Unknown |  | No
726 | 300 S | OAK ST | Hallsville | 75650 | OAK ST*300 S | 32.5005 | -94.5767 | Non-Lead - Plastic | Don't Know |  |  | Non-Lead - Plastic | Unknown |  | Non-Lead | No | No |  | Single Family Residence | Unknown |  | No
727 | 302 S | OAK ST | Hallsville | 75650 | OAK ST*302 S | 32.5004 | -94.5768 | Non-Lead - Plastic | Don't Know |  |  | Non-Lead - Plastic | Unknown |  | Non-Lead | No | No |  | Single Family Residence | Unknown |  | No
728 | 304 S | OAK ST | Hallsville | 75650 | OAK ST*304 S | 32.5001 | -94.5765 | Non-Lead - Plastic | Don't Know |  |  | Non-Lead - Plastic | Unknown |  | Non-Lead | No | No |  | Single Family Residence | Unknown |  | No
729 | 305 S | OAK ST | Hallsville | 75650 | OAK ST*305 S | 32.5 | -94.5765 | Non-Lead - Plastic | Don't Know |  |  | Non-Lead - Plastic | Unknown |  | Non-Lead | No | No |  | Single Family Residence | Unknown |  | No
730 | 309 S | OAK ST | Hallsville | 75650 | OAK ST*309 S | 32.5072 | -94.5778 | Non-Lead - Plastic | Don't Know |  |  | Non-Lead - Plastic | Unknown |  | Non-Lead | No | No |  | Single Family Residence | Unknown |  | No
731 | 312 S | OAK ST | Hallsville | 75650 | OAK ST*312 S | 32.4994 | -94.5765 | Non-Lead - Plastic | Don't Know |  |  | Non-Lead - Plastic | Unknown |  | Non-Lead | No | No |  | Single Family Residence | Unknown |  | No
732 | 207 W | CEDAR ST | Hallsville | 75650 | CEDAR ST*207 W | 32.4991 | -94.5763 | Non-Lead - Plastic | Don't Know |  |  | Non-Lead - Copper | Unknown |  | Non-Lead | No | Don't Know |  | Single Family Residence | Unknown |  | No
733 | 202 W | CEDAR ST | Hallsville | 75650 | CEDAR ST*202 W | 32.4993 | -94.5758 | Non-Lead - Plastic | Don't Know |  |  | Non-Lead - Plastic | Unknown |  | Non-Lead | No | No |  | Single Family Residence | Unknown |  | No
734 | 403 S | OAK ST | Hallsville | 75650 | OAK ST*403 S | 32.4983 | -94.5762 | Non-Lead - Plastic | Don't Know |  |  | Non-Lead - Plastic | Unknown |  | Non-Lead | No | No |  | Single Family Residence | Unknown |  | No
735 | 405 S | OAK ST | Hallsville | 75650 | OAK ST*405 S | 32.498 | -94.5761 | Non-Lead - Plastic | Don't Know |  |  | Non-Lead - Plastic | Unknown |  | Non-Lead | No | No |  | Single Family Residence | Unknown |  | No
736 | 409 S | OAK ST | Hallsville | 75650 | OAK ST*409 S | 32.4975 | -94.576 | Non-Lead - Plastic | Don't Know |  |  | Non-Lead - Plastic | Unknown |  | Non-Lead | No | No |  | Single Family Residence | Unknown |  | No
737 | 410 S | OAK ST | Hallsville | 75650 | OAK ST*410 S | 32.4973 | -94.5761 | Non-Lead - Plastic | Don't Know |  |  | Non-Lead - Plastic | Unknown |  | Non-Lead | No | No |  | Single Family Residence | Unknown |  | No
738 | 414 S | OAK ST | Hallsville | 75650 | OAK ST*414 S | 32.497 | -94.5761 | Non-Lead - Plastic | Don't Know |  |  | Non-Lead - Plastic | Unknown |  | Non-Lead | No | No |  | Single Family Residence | Unknown |  | No
739 | 415 S | OAK ST | Hallsville | 75650 | OAK ST*415 S | 32.4968 | -94.5759 | Non-Lead - Plastic | Don't Know |  |  | Non-Lead - Plastic | Unknown |  | Non-Lead | No | No |  | Single Family Residence | Unknown |  | No
741 | 101 | BELL ST | Hallsville | 75650 | BELL ST*101 | 32.4966 | -94.5767 | Non-Lead - Plastic | Don't Know |  |  | Non-Lead - Copper | Unknown |  | Non-Lead | No | Don't Know |  | Single Family Residence | Unknown |  | No
742 | 102 | BELL STREET | Hallsville | 75650 | BELL STREET*102 | 32.4967 | -94.577 | Non-Lead - Plastic | Don't Know |  |  | Non-Lead - Plastic | Unknown |  | Non-Lead | No | Don't Know |  | Single Family Residence | Unknown |  | No
744 | 104 | BELL STREET | Hallsville | 75650 | BELL STREET*104 | 32.4965 | -94.5773 | Non-Lead - Plastic | Don't Know |  |  | Non-Lead - Copper | Unknown |  | Non-Lead | No | Don't Know |  | Single Family Residence | Unknown |  | No
745 | 108 | BELL STREET | Hallsville | 75650 | BELL STREET*108 | 32.4961 | -94.5773 | Non-Lead - Plastic | Don't Know |  |  | Non-Lead - Other | Unknown |  | Non-Lead | No | Don't Know |  | Single Family Residence | Unknown |  | No
747 | 107 | BELL STREET | Hallsville | 75650 | BELL STREET*107 | 32.4959 | -94.5772 | Non-Lead - Plastic | Don't Know |  |  | Non-Lead - Plastic | Unknown |  | Non-Lead | No | Don't Know |  | Single Family Residence | Unknown |  | No
748 | 110 | BELL STREET | Hallsville | 75650 | BELL STREET*110 | 32.4958 | -94.5773 | Non-Lead - Plastic | Don't Know |  |  | Non-Lead - Plastic | Unknown |  | Non-Lead | No | Don't Know |  | Single Family Residence | Unknown |  | No
749 | 211 | COWLES AVE | Hallsville | 75650 | COWLES AVE*211 | 32.4955 | -94.5772 | Non-Lead - Plastic | Don't Know |  |  | Non-Lead - Copper | Unknown |  | Non-Lead | No | Don't Know |  | Single Family Residence | Unknown |  | No
750 | 109 | BELL STREET | Hallsville | 75650 | BELL STREET*109 | 32.4955 | -94.5772 | Non-Lead - Plastic | Don't Know |  |  | Non-Lead - Other | Unknown |  | Non-Lead | No | Don't Know |  | Single Family Residence | Unknown |  | No
751 | 114 B | BELL STREET | Hallsville | 75650 | BELL STREET*114 B | 32.495 | -94.578 | Non-Lead - Plastic | Don't Know |  |  | Non-Lead - Plastic | Unknown |  | Non-Lead | No | No |  | Single Family Residence | Unknown |  | No
752 | 122 | BELL STREET | Hallsville | 75650 | BELL STREET*122 | 32.494 | -94.578 | Non-Lead - Plastic | Don't Know |  |  | Non-Lead - Plastic | Unknown |  | Non-Lead | No | No |  | Single Family Residence | Unknown |  | No
753 | 500 S | OAK ST | Hallsville | 75650 | OAK ST*500 S | 32.4966 | -94.576 | Non-Lead - Plastic | Don't Know |  |  | Non-Lead - Plastic | Unknown |  | Non-Lead | No | No |  | Single Family Residence | Unknown |  | No
754 | 503 S | OAK ST | Hallsville | 75650 | OAK ST*503 S | 32.4964 | -94.5758 | Non-Lead - Plastic | Don't Know |  |  | Non-Lead - Plastic | Unknown |  | Non-Lead | No | No |  | Single Family Residence | Unknown |  | No
755 | 502 S | OAK ST | Hallsville | 75650 | OAK ST*502 S | 32.4964 | -94.576 | Non-Lead - Plastic | Don't Know |  |  | Non-Lead - Plastic | Unknown |  | Non-Lead | No | No |  | Single Family Residence | Unknown |  | No
756 | 504 S | OAK ST | Hallsville | 75650 | OAK ST*504 S | 32.4961 | -94.576 | Non-Lead - Plastic | Don't Know |  |  | Non-Lead - Plastic | Unknown |  | Non-Lead | No | No |  | Single Family Residence | Unknown |  | No
758 | 506 S | OAK ST | Hallsville | 75650 | OAK ST*506 S | 32.4958 | -94.5759 | Non-Lead - Plastic | Don't Know |  |  | Non-Lead - Plastic | Unknown |  | Non-Lead | No | No |  | Single Family Residence | Unknown |  | No
759 | 507 S | OAK ST | Hallsville | 75650 | OAK ST*507 S | 32.4958 | -94.5758 | Non-Lead - Plastic | Don't Know |  |  | Non-Lead - Plastic | Unknown |  | Non-Lead | No | No |  | Single Family Residence | Unknown |  | No
760 | 202 | COWLES AVE | Hallsville | 75650 | COWLES AVE*202 | 32.4957 | -94.5757 | Non-Lead - Plastic | Don't Know |  |  | Non-Lead - Plastic | Unknown |  | Non-Lead | No | No |  | Single Family Residence | Unknown |  | No
761 | 508 S | OAK ST | Hallsville | 75650 | OAK ST*508 S | 32.4957 | -94.5759 | Non-Lead - Plastic | Don't Know |  |  | Non-Lead - Plastic | Unknown |  | Non-Lead | No | No |  | Single Family Residence | Unknown |  | No
762 | 100 | COWLES AVE | Hallsville | 75650 | COWLES AVE*100 | 32.495271 | -94.573959 | Non-Lead - Plastic | Don't Know |  |  | Non-Lead - Plastic | Unknown |  | Non-Lead |  | Don't Know |  | Single Family Residence | Unknown
763 | 200 | COWLES AVE | Hallsville | 75650 | COWLES AVE*200 | 32.495588 | -94.574265 | Non-Lead - Plastic | Don't Know | Don't Know |  | Non-Lead - Plastic | Unknown |  | Non-Lead | No | No |  | Single Family Residence | Unknown |  | No
764 | 420 S | GREEN ST | Hallsville | 75650 | GREEN ST*420 S | 32.4959 | -94.5744 | Non-Lead - Plastic | Don't Know |  |  | Non-Lead - Copper | Unknown |  | Non-Lead | No | Don't Know |  | Single Family Residence | Unknown |  | No
765 | 418 S | GREEN ST | Hallsville | 75650 | GREEN ST*418 S | 32.496 | -94.5744 | Non-Lead - Plastic | Don't Know |  |  | Non-Lead - Other | Unknown |  | Non-Lead | No | Don't Know |  | Single Family Residence | Unknown |  | No
767 | 414 S | GREEN ST | Hallsville | 75650 | GREEN ST*414 S | 32.4965 | -94.5745 | Non-Lead - Plastic | Don't Know |  |  | Non-Lead - Other | Unknown |  | Non-Lead | No | Don't Know |  | Single Family Residence | Unknown |  | No
769 | 410 S | GREEN ST | Hallsville | 75650 | GREEN ST*410 S | 32.497 | -94.5746 | Non-Lead - Plastic | Don't Know |  |  | Non-Lead - Copper | Unknown |  | Non-Lead | No | Don't Know |  | Single Family Residence | Unknown |  | No
770 | 408 S | GREEN ST | Hallsville | 75650 | GREEN ST*408 S | 32.4975 | -94.5747 | Non-Lead - Plastic | Don't Know |  |  | Non-Lead - Plastic | Unknown |  | Non-Lead | No | No |  | Single Family Residence | Unknown |  | No
771 | 406 S | GREEN ST | Hallsville | 75650 | GREEN ST*406 S | 32.4977 | -94.5748 | Non-Lead - Plastic | Don't Know |  |  | Non-Lead - Plastic | Unknown |  | Non-Lead | No | No |  | Single Family Residence | Unknown |  | No
772 | 402 S | GREEN ST | Hallsville | 75650 | GREEN ST*402 S | 32.4982 | -94.5748 | Non-Lead - Plastic | Don't Know |  |  | Non-Lead - Copper | Unknown |  | Non-Lead | No | Don't Know |  | Single Family Residence | Unknown |  | No
773 | 405 S | GREEN ST | Hallsville | 75650 | GREEN ST*405 S | 32.4983 | -94.5745 | Non-Lead - Plastic | Don't Know |  |  | Non-Lead - Other | Unknown |  | Non-Lead | No | Don't Know |  | Single Family Residence | Unknown |  | No
774 | 403 S | GREEN ST | Hallsville | 75650 | GREEN ST*403 S | 32.4986 | -94.5746 | Non-Lead - Plastic | Don't Know |  |  | Non-Lead - Copper | Unknown |  | Non-Lead | No | Don't Know |  | Single Family Residence | Unknown |  | No
775 | 400 S | GREEN ST | Hallsville | 75650 | GREEN ST*400 S | 32.4987 | -94.5747 | Non-Lead - Plastic | Don't Know |  |  | Non-Lead - Plastic | Unknown |  | Non-Lead | No | No |  | Single Family Residence | Unknown |  | No
776 | 201 W | CEDAR ST | Hallsville | 75650 | CEDAR ST*201 W | 32.4993 | -94.5752 | Non-Lead - Plastic | Don't Know |  |  | Non-Lead - Plastic | Unknown |  | Non-Lead | No | Don't Know |  | Single Family Residence | Unknown |  | No
777 | 203 W | CEDAR ST | Hallsville | 75650 | CEDAR ST*203 W | 32.4992 | -94.5754 | Non-Lead - Plastic | Don't Know |  |  | Non-Lead - Plastic | Unknown |  | Non-Lead | No | Don't Know |  | Single Family Residence | Unknown |  | No
778 | 200 W | CEDAR ST | Hallsville | 75650 | CEDAR ST*200 W | 32.4994 | -94.5755 | Non-Lead - Plastic | Don't Know |  |  | Non-Lead - Plastic | Unknown |  | Non-Lead | No | Don't Know |  | Single Family Residence | Unknown |  | No
779 | 311 S | OAK ST | Hallsville | 75650 | OAK ST*311 S | 32.4993 | -94.5759 | Non-Lead - Plastic | Don't Know |  |  | Non-Lead - Plastic | Unknown |  | Non-Lead | No | Don't Know |  | Single Family Residence | Unknown |  | No
780 | 205 W | CEDAR ST | Hallsville | 75650 | CEDAR ST*205 W | 32.499185 | -94.575783 | Non-Lead - Plastic | Don't Know | Don't Know |  | Non-Lead - Plastic | Unknown |  | Non-Lead | No | No |  | Single Family Residence | Unknown |  | No
781 | 208 S | OAK ST | Hallsville | 75650 | OAK ST*208 S | 32.501 | -94.5771 | Non-Lead - Plastic | Don't Know |  |  | Non-Lead - Plastic | Unknown |  | Non-Lead | No | No |  | Single Family Residence | Unknown |  | No
782 | 300 A | LAVERNE LN | Hallsville | 75650 | LAVERNE LN*300 A | 32.5008 | -94.5775 | Non-Lead - Plastic | Don't Know |  |  | Non-Lead - Plastic | Unknown |  | Non-Lead | No | No |  | Multiple Family Residence | No |  | No
783 | 300 B | LAVERNE LN | Hallsville | 75650 | LAVERNE LN*300 B | 32.5008 | -94.5776 | Non-Lead - Plastic | Don't Know |  |  | Non-Lead - Plastic | Unknown |  | Non-Lead | No | No |  | Multiple Family Residence | No |  | No
784 | 304 | LAVERNE LN | Hallsville | 75650 | LAVERNE LN*304 | 32.500259 | -94.577398 | Non-Lead - Plastic | Don't Know |  |  | Non-Lead - Plastic | Unknown |  | Non-Lead |  | Don't Know |  | Single Family Residence | Unknown
785 | 306 | LAVERNE LN | Hallsville | 75650 | LAVERNE LN*306 | 32.4999 | -94.5775 | Non-Lead - Plastic | Don't Know |  |  | Non-Lead - Plastic | Unknown |  | Non-Lead | No | No |  | Single Family Residence | Unknown |  | No
786 | 308 | LAVERNE LN | Hallsville | 75650 | LAVERNE LN*308 | 32.4997 | -94.5781 | Non-Lead - Plastic | Don't Know |  |  | Non-Lead - Plastic | Unknown |  | Non-Lead | No | No |  | Single Family Residence | Unknown |  | No
787 | 310 | LAVERNE LN | Hallsville | 75650 | LAVERNE LN*310 | 32.4997 | -94.5783 | Non-Lead - Plastic | Don't Know |  |  | Non-Lead - Copper | Unknown |  | Non-Lead | No | Don't Know |  | Single Family Residence | Unknown |  | No
788 | 312 | LAVERNE LN | Hallsville | 75650 | LAVERNE LN*312 | 32.4997 | -94.5786 | Non-Lead - Plastic | Don't Know |  |  | Non-Lead - Plastic | Unknown |  | Non-Lead | No | No |  | Single Family Residence | Unknown |  | No
789 | 314 | LAVERNE LN | Hallsville | 75650 | LAVERNE LN*314 | 32.4997 | -94.579 | Non-Lead - Plastic | Don't Know |  |  | Non-Lead - Plastic | Unknown |  | Non-Lead | No | No |  | Single Family Residence | Unknown |  | No
790 | 316 | LAVERNE LN | Hallsville | 75650 | LAVERNE LN*316 | 32.4997 | -94.5792 | Non-Lead - Plastic | Don't Know |  |  | Non-Lead - Plastic | Unknown |  | Non-Lead | No | No |  | Single Family Residence | Unknown |  | No
791 | 318 | LAVERNE LN | Hallsville | 75650 | LAVERNE LN*318 | 32.4996 | -94.5795 | Non-Lead - Plastic | Don't Know |  |  | Non-Lead - Plastic | Unknown |  | Non-Lead | No | No |  | Single Family Residence | Unknown |  | No
792 | 320 | LAVERNE LN | Hallsville | 75650 | LAVERNE LN*320 | 32.4996 | -94.5799 | Non-Lead - Plastic | Don't Know |  |  | Non-Lead - Plastic | Unknown |  | Non-Lead | No | No |  | Single Family Residence | Unknown |  | No
793 | 300 | DALEE DR | Hallsville | 75650 | DALEE DR*300 | 32.4994 | -94.5798 | Non-Lead - Plastic | Don't Know |  |  | Non-Lead - Plastic | Unknown |  | Non-Lead | No | No |  | Single Family Residence | No |  | No
794 | 302 | DALEE DR | Hallsville | 75650 | DALEE DR*302 | 32.4991 | -94.5798 | Non-Lead - Plastic | Don't Know |  |  | Non-Lead - Plastic | Unknown |  | Non-Lead | No | No |  | Single Family Residence | No |  | No
795 | 304 | DALEE DR | Hallsville | 75650 | DALEE DR*304 | 32.4989 | -94.5798 | Non-Lead - Plastic | Don't Know |  |  | Non-Lead - Plastic | Unknown |  | Non-Lead | No | No |  | Single Family Residence | No |  | No
796 | 306 | DALEE DR | Hallsville | 75650 | DALEE DR*306 | 32.4986 | -94.5798 | Non-Lead - Plastic | Don't Know |  |  | Non-Lead - Plastic | Unknown |  | Non-Lead | No | No |  | Single Family Residence | No |  | No
797 | 308 | DALEE DR | Hallsville | 75650 | DALEE DR*308 | 32.4983 | -94.5798 | Non-Lead - Plastic | Don't Know |  |  | Non-Lead - Plastic | Unknown |  | Non-Lead | No | No |  | Single Family Residence | No |  | No
798 | 310 | DALEE DR | Hallsville | 75650 | DALEE DR*310 | 32.4982 | -94.5798 | Non-Lead - Plastic | Don't Know |  |  | Non-Lead - Plastic | Unknown |  | Non-Lead | No | No |  | Single Family Residence | No |  | No
799 | 312 | DALEE DR | Hallsville | 75650 | DALEE DR*312 | 32.4979 | -94.5798 | Non-Lead - Plastic | Don't Know |  |  | Non-Lead - Plastic | Unknown |  | Non-Lead | No | No |  | Single Family Residence | No |  | No
800 | 314 A | DALEE DR | Hallsville | 75650 | DALEE DR*314 A | 32.4975 | -94.5799 | Non-Lead - Plastic | Don't Know |  |  | Non-Lead - Plastic | Unknown |  | Non-Lead | No | No |  | Multiple Family Residence | No |  | No
801 | 314 B | DALEE DR | Hallsville | 75650 | DALEE DR*314 B | 32.4974 | -94.58 | Non-Lead - Plastic | Don't Know |  |  | Non-Lead - Plastic | Unknown |  | Non-Lead | No | No |  | Multiple Family Residence | No |  | No
802 | 316 | DALEE DR | Hallsville | 75650 | DALEE DR*316 | 32.4974 | -94.5798 | Non-Lead - Plastic | Don't Know |  |  | Non-Lead - Plastic | Unknown |  | Non-Lead | No | No |  | Single Family Residence | No |  | No
803 | 318 | DALEE DR | Hallsville | 75650 | DALEE DR*318 | 32.4971 | -94.5798 | Non-Lead - Plastic | Don't Know |  |  | Non-Lead - Other | Unknown |  | Non-Lead | No | No |  | Single Family Residence | No |  | No
804 | 319 | RENA LN | Hallsville | 75650 | RENA LN*319 | 32.496734 | -94.579523 | Non-Lead - Plastic | Don't Know | Don't Know |  | Non-Lead - Plastic | Unknown |  | Non-Lead | No | No |  | Single Family Residence | Unknown |  | No
805 | 317 | DALEE DR | Hallsville | 75650 | DALEE DR*317 | 32.4974 | -94.5796 | Non-Lead - Plastic | Don't Know |  |  | Non-Lead - Plastic | Unknown |  | Non-Lead | No | No |  | Single Family Residence | No |  | No
808 | 315 | DALEE DR | Hallsville | 75650 | DALEE DR*315 | 32.497622 | -94.579527 | Non-Lead - Plastic | Don't Know | Don't Know |  | Non-Lead - Plastic | Unknown |  | Non-Lead | No | No |  | Single Family Residence | Unknown |  | No
809 | 313 | DALEE DR | Hallsville | 75650 | DALEE DR*313 | 32.4979 | -94.5797 | Non-Lead - Plastic | Don't Know |  |  | Non-Lead - Plastic | Unknown |  | Non-Lead | No | No |  | Single Family Residence | Unknown |  | No
810 | 311 | DALEE DR | Hallsville | 75650 | DALEE DR*311 | 32.4982 | -94.5796 | Non-Lead - Plastic | Don't Know |  |  | Non-Lead - Plastic | Unknown |  | Non-Lead | No | No |  | Single Family Residence | No |  | No
811 | 309 | DALEE DR | Hallsville | 75650 | DALEE DR*309 | 32.4984 | -94.5796 | Non-Lead - Plastic | Don't Know |  |  | Non-Lead - Plastic | Unknown |  | Non-Lead | No | No |  | Single Family Residence | No |  | No
812 | 307 | DALEE DR | Hallsville | 75650 | DALEE DR*307 | 32.4986 | -94.5797 | Non-Lead - Plastic | Don't Know |  |  | Non-Lead - Plastic | Unknown |  | Non-Lead | No | No |  | Single Family Residence | No |  | No
813 | 305 | DALEE DR | Hallsville | 75650 | DALEE DR*305 | 32.4989 | -94.5796 | Non-Lead - Plastic | Don't Know |  |  | Non-Lead - Plastic | Unknown |  | Non-Lead | No | No |  | Single Family Residence | No |  | No
814 | 303 | DALEE DR | Hallsville | 75650 | DALEE DR*303 | 32.49909 | -94.579637 | Non-Lead - Plastic | Don't Know | Don't Know |  | Non-Lead - Plastic | Unknown |  | Non-Lead | No | No |  | Building | Unknown |  | No
815 | 301 | DALEE DR | Hallsville | 75650 | DALEE DR*301 | 32.4994 | -94.5796 | Non-Lead - Plastic | Don't Know |  |  | Non-Lead - Plastic | Unknown |  | Non-Lead | No | No |  | Single Family Residence | No |  | No
816 | 300 | DENISE DR | Hallsville | 75650 | DENISE DR*300 | 32.4993 | -94.5787 | Non-Lead - Plastic | Don't Know |  |  | Non-Lead - Plastic | Unknown |  | Non-Lead | No | No |  | Single Family Residence | Unknown |  | No
817 | 302 | DENISE DR | Hallsville | 75650 | DENISE DR*302 | 32.4992 | -94.5787 | Non-Lead - Plastic | Don't Know |  |  | Non-Lead - Copper | Unknown |  | Non-Lead | No | Don't Know |  | Single Family Residence | Unknown |  | No
818 | 304 | DENISE DR | Hallsville | 75650 | DENISE DR*304 | 32.499 | -94.5785 | Non-Lead - Plastic | Don't Know |  |  | Non-Lead - Plastic | Unknown |  | Non-Lead | No | No |  | Single Family Residence | Unknown |  | No
819 | 306 | DENISE DR | Hallsville | 75650 | DENISE DR*306 | 32.4987 | -94.5787 | Non-Lead - Plastic | Don't Know |  |  | Non-Lead - Plastic | Unknown |  | Non-Lead | No | No |  | Single Family Residence | Unknown |  | No
820 | 308 | DENISE DR | Hallsville | 75650 | DENISE DR*308 | 32.4984 | -94.5787 | Non-Lead - Plastic | Don't Know |  |  | Non-Lead - Plastic | Unknown |  | Non-Lead | No | No |  | Single Family Residence | Unknown |  | No
821 | 310 | DENISE DR | Hallsville | 75650 | DENISE DR*310 | 32.4982 | -94.5787 | Non-Lead - Plastic | Don't Know |  |  | Non-Lead - Plastic | Unknown |  | Non-Lead | No | No |  | Single Family Residence | Unknown |  | No
822 | 312 | DENISE DR | Hallsville | 75650 | DENISE DR*312 | 32.4979 | -94.5786 | Non-Lead - Plastic | Don't Know |  |  | Non-Lead - Plastic | Unknown |  | Non-Lead | No | No |  | Single Family Residence | Unknown |  | No
823 | 314 | DENISE DR | Hallsville | 75650 | DENISE DR*314 | 32.4976 | -94.5788 | Non-Lead - Plastic | Don't Know |  |  | Non-Lead - Plastic | Unknown |  | Non-Lead | No | No |  | Single Family Residence | Unknown |  | No
824 | 316 | DENISE DR | Hallsville | 75650 | DENISE DR*316 | 32.4974 | -94.5786 | Non-Lead - Plastic | Don't Know |  |  | Non-Lead - Plastic | Unknown |  | Non-Lead | No | No |  | Single Family Residence | Unknown |  | No
825 | 311 | NETTIE LN | Hallsville | 75650 | NETTIE LN*311 | 32.4977 | -94.578 | Non-Lead - Plastic | Don't Know |  |  | Non-Lead - Plastic | Unknown |  | Non-Lead | No | No |  | Single Family Residence | Unknown |  | No
826 | 309 | NETTIE LN | Hallsville | 75650 | NETTIE LN*309 | 32.4976 | -94.578 | Non-Lead - Plastic | Don't Know |  |  | Non-Lead - Plastic | Unknown |  | Non-Lead | No | No |  | Single Family Residence | Unknown |  | No
827 | 307 | NETTIE LN | Hallsville | 75650 | NETTIE LN*307 | 32.4976 | -94.5777 | Non-Lead - Plastic | Don't Know |  |  | Non-Lead - Plastic | Unknown |  | Non-Lead | No | No |  | Single Family Residence | Unknown |  | No
828 | 306 | NETTIE LN | Hallsville | 75650 | NETTIE LN*306 | 32.4978 | -94.5778 | Non-Lead - Plastic | Don't Know |  |  | Non-Lead - Plastic | Unknown |  | Non-Lead | No | No |  | Single Family Residence | Unknown |  | No
829 | 308 | NETTIE LN | Hallsville | 75650 | NETTIE LN*308 | 32.4978 | -94.578 | Non-Lead - Plastic | Don't Know |  |  | Non-Lead - Copper | Unknown |  | Non-Lead | No | Don't Know |  | Single Family Residence | Unknown |  | No
830 | 310 | NETTIE LN | Hallsville | 75650 | NETTIE LN*310 | 32.4978 | -94.5783 | Non-Lead - Plastic | Don't Know |  |  | Non-Lead - Plastic | Unknown |  | Non-Lead | No | No |  | Single Family Residence | Unknown |  | No
831 | 307 | DENISE DR | Hallsville | 75650 | DENISE DR*307 | 32.4983 | -94.5785 | Non-Lead - Plastic | Don't Know |  |  | Non-Lead - Plastic | Unknown |  | Non-Lead | No | No |  | Single Family Residence | Unknown |  | No
832 | 305 | DENISE DR | Hallsville | 75650 | DENISE DR*305 | 32.4985 | -94.5785 | Non-Lead - Plastic | Don't Know |  |  | Non-Lead - Plastic | Unknown |  | Non-Lead | No | Don't Know |  | Single Family Residence | Unknown |  | No
833 | 303 | DENISE DR | Hallsville | 75650 | DENISE DR*303 | 32.4988 | -94.5785 | Non-Lead - Plastic | Don't Know |  |  | Non-Lead - Other | Unknown |  | Non-Lead | No | Don't Know |  | Single Family Residence | Unknown |  | No
834 | 301 | DENISE DR | Hallsville | 75650 | DENISE DR*301 | 32.4991 | -94.5785 | Non-Lead - Plastic | Don't Know |  |  | Non-Lead - Plastic | Unknown |  | Non-Lead | No | No |  | Single Family Residence | Unknown |  | No
835 | 309 | LAVERNE LN | Hallsville | 75650 | LAVERNE LN*309 | 32.4995 | -94.5783 | Non-Lead - Plastic | Don't Know |  |  | Non-Lead - Plastic | Unknown |  | Non-Lead | No | No |  | Single Family Residence | Unknown |  | No
836 | 307 | LAVERNE LN | Hallsville | 75650 | LAVERNE LN*307 | 32.4995 | -94.5781 | Non-Lead - Plastic | Don't Know |  |  | Non-Lead - Plastic | Unknown |  | Non-Lead | No | No |  | Single Family Residence | Unknown |  | No
837 | 305 W | WALNUT ST | Hallsville | 75650 | WALNUT ST*305 W | 32.500869 | -94.577896 | Non-Lead - Plastic | Don't Know |  |  | Non-Lead - Plastic | Unknown |  | Non-Lead |  | Don't Know |  | Single Family Residence | Unknown
838 | 304 W | WALNUT ST | Hallsville | 75650 | WALNUT ST*304 W | 32.500909 | -94.577683 | Non-Lead - Plastic | Don't Know |  |  | Non-Lead - Plastic | Unknown |  | Non-Lead |  | Don't Know |  | Single Family Residence | Unknown
839 | 307 W | WALNUT ST | Hallsville | 75650 | WALNUT ST*307 W | 32.500604 | -94.578213 | Non-Lead - Plastic | Don't Know |  |  | Non-Lead - Plastic | Unknown |  | Non-Lead |  | Don't Know |  | Single Family Residence | Unknown
840 | 308 W | WALNUT ST | Hallsville | 75650 | WALNUT ST*308 W | 32.500883 | -94.578234 | Non-Lead - Plastic | Don't Know |  |  | Non-Lead - Plastic | Unknown |  | Non-Lead |  | Don't Know |  | Single Family Residence | Unknown
841 | 310 W | WALNUT ST | Hallsville | 75650 | WALNUT ST*310 W | 32.5008 | -94.5785 | Non-Lead - Plastic | Don't Know |  |  | Non-Lead - Copper | Unknown |  | Non-Lead | No | Don't Know |  | Single Family Residence | Unknown |  | No
842 | 309 W | WALNUT ST | Hallsville | 75650 | WALNUT ST*309 W | 32.500584 | -94.578697 | Non-Lead - Plastic | Don't Know |  |  | Non-Lead - Plastic | Unknown |  | Non-Lead |  | Don't Know |  | Single Family Residence | Unknown
843 | 311 W | WALNUT ST | Hallsville | 75650 | WALNUT ST*311 W | 32.500672 | -94.578703 | Non-Lead - Plastic | Don't Know |  |  | Non-Lead - Plastic | Unknown |  | Non-Lead |  | Don't Know |  | Single Family Residence | Unknown
844 | 312 W | WALNUT ST | Hallsville | 75650 | WALNUT ST*312 W | 32.500714 | -94.578889 | Non-Lead - Plastic | Don't Know |  |  | Non-Lead - Plastic | Unknown |  | Non-Lead |  | Don't Know |  | Single Family Residence | Unknown
846 | 314 W | WALNUT ST | Hallsville | 75650 | WALNUT ST*314 W | 32.5008 | -94.5793 | Non-Lead - Plastic | Don't Know |  |  | Non-Lead - Plastic | Unknown |  | Non-Lead | No | Don't Know |  | Single Family Residence | Unknown |  | No
847 | 315 W | WALNUT ST | Hallsville | 75650 | WALNUT ST*315 W | 32.500629 | -94.579612 | Non-Lead - Plastic | Don't Know |  |  | Non-Lead - Plastic | Unknown |  | Non-Lead |  | Don't Know |  | Single Family Residence | Unknown
850 | 323 W | WALNUT ST | Hallsville | 75650 | WALNUT ST*323 W | 32.500629 | -94.580437 | Non-Lead - Plastic | Don't Know |  |  | Non-Lead - Plastic | Unknown |  | Non-Lead |  | Don't Know |  | Single Family Residence | Unknown
852 | 325 W | WALNUT ST | Hallsville | 75650 | WALNUT ST*325 W | 32.5006 | -94.581 | Non-Lead - Plastic | Don't Know |  |  | Non-Lead - Plastic | Unknown |  | Non-Lead | No | Don't Know |  | Single Family Residence | Unknown |  | No
853 | 327 W | WALNUT ST | Hallsville | 75650 | WALNUT ST*327 W | 32.500596 | -94.581436 | Non-Lead - Plastic | Don't Know |  |  | Non-Lead - Plastic | Unknown |  | Non-Lead |  | Don't Know |  | Single Family Residence | Unknown
855 | 220 | COUNTRY CLUB RD | Hallsville | 75650 | COUNTRY CLUB RD*220 | 32.500653 | -94.581854 | Non-Lead - Plastic | Don't Know |  |  | Non-Lead - Plastic | Unknown |  | Non-Lead |  | Don't Know |  | Single Family Residence | Unknown
861 | 320 | COUNTRY CLUB RD | Hallsville | 75650 | COUNTRY CLUB RD*320 | 32.4984 | -94.5818 | Non-Lead - Plastic | Don't Know |  |  | Non-Lead - Plastic | Unknown |  | Non-Lead | No | No |  | Single Family Residence | Unknown |  | No
862 | 322 | COUNTRY CLUB RD | Hallsville | 75650 | COUNTRY CLUB RD*322 | 32.498 | -94.5819 | Non-Lead - Plastic | Don't Know |  |  | Non-Lead - Plastic | Unknown |  | Non-Lead | No | No |  | Single Family Residence | Unknown |  | No
864 | 401 | COUNTRY CLUB RD | Hallsville | 75650 | COUNTRY CLUB RD*401 | 32.497505 | -94.581699 | Non-Lead - Plastic | Don't Know |  |  | Non-Lead - Plastic | Unknown |  | Non-Lead |  | Don't Know |  | Single Family Residence | Unknown
865 | 405 | COUNTRY CLUB RD | Hallsville | 75650 | COUNTRY CLUB RD*405 | 32.4972 | -94.5816 | Non-Lead - Plastic | Don't Know |  |  | Non-Lead - Plastic | Unknown |  | Non-Lead | No | No |  | Single Family Residence | Unknown |  | No
867 | 404 | COUNTRY CLUB RD | Hallsville | 75650 | COUNTRY CLUB RD*404 | 32.4976 | -94.582 | Non-Lead - Plastic | Don't Know |  |  | Non-Lead - Plastic | Unknown |  | Non-Lead | No | No |  | Single Family Residence | Unknown |  | No
868 | 402 | COUNTRY CLUB RD | Hallsville | 75650 | COUNTRY CLUB RD*402 | 32.497625 | -94.581866 | Non-Lead - Plastic | Don't Know | Don't Know |  | Non-Lead - Plastic | Unknown |  | Non-Lead | No | No |  | Building | Unknown |  | No
869 | 400 | COUNTRY CLUB RD | Hallsville | 75650 | COUNTRY CLUB RD*400 | 32.4972 | -94.5824 | Non-Lead - Plastic | Don't Know |  |  | Non-Lead - Plastic | Unknown |  | Non-Lead | No | No |  | Single Family Residence | Unknown |  | No
870 | 213 | COUNTRY CLUB RD | Hallsville | 75650 | COUNTRY CLUB RD*213 | 32.5013 | -94.5817 | Non-Lead - Plastic | Don't Know |  |  | Non-Lead - Plastic | Unknown |  | Non-Lead | No | No |  | Single Family Residence | Unknown |  | No
872 | 118 A | WILLOW CREEK CT | Hallsville | 75650 | WILLOW CREEK CT*118 A | 32.5036 | -94.5841 | Non-Lead - Plastic | Don't Know |  |  | Non-Lead - Plastic | Unknown |  | Non-Lead | No | No |  | Multiple Family Residence | Unknown |  | No
873 | 118 B | WILLOW CREEK CT | Hallsville | 75650 | WILLOW CREEK CT*118 B | 32.5036 | -94.5842 | Non-Lead - Plastic | Don't Know |  |  | Non-Lead - Plastic | Unknown |  | Non-Lead | No | No |  | Multiple Family Residence | Unknown |  | No
874 | 116 A | WILLOW CREEK CT | Hallsville | 75650 | WILLOW CREEK CT*116 A | 32.5038 | -94.5842 | Non-Lead - Plastic | Don't Know |  |  | Non-Lead - Plastic | Unknown |  | Non-Lead | No | No |  | Multiple Family Residence | Unknown |  | No
875 | 116 B | WILLOW CREEK CT | Hallsville | 75650 | WILLOW CREEK CT*116 B | 32.5039 | -94.5842 | Non-Lead - Plastic | Don't Know |  |  | Non-Lead - Plastic | Unknown |  | Non-Lead | No | No |  | Multiple Family Residence | Unknown |  | No
876 | 114 A | WILLOW CREEK CT | Hallsville | 75650 | WILLOW CREEK CT*114 A | 32.504070 | -94.584162 | Non-Lead - Plastic | Don't Know |  |  | Non-Lead - Plastic | Unknown |  | Non-Lead |  | Don't Know |  | Multiple Family Residence | Unknown
877 | 114 B | WILLOW CREEK CT | Hallsville | 75650 | WILLOW CREEK CT*114 B | 32.504071 | -94.584171 | Non-Lead - Plastic | Don't Know |  |  | Non-Lead - Plastic | Unknown |  | Non-Lead |  | Don't Know |  | Multiple Family Residence | Unknown
878 | 112 A | WILLOW CREEK CT | Hallsville | 75650 | WILLOW CREEK CT*112 A | 32.5043 | -94.5841 | Non-Lead - Plastic | Don't Know |  |  | Non-Lead - Plastic | Unknown |  | Non-Lead | No | No |  | Multiple Family Residence | Unknown |  | No
880 | 110 A | WILLOW CREEK CT | Hallsville | 75650 | WILLOW CREEK CT*110 A | 32.5045 | -94.5841 | Non-Lead - Plastic | Don't Know |  |  | Non-Lead - Plastic | Unknown |  | Non-Lead | No | No |  | Multiple Family Residence | Unknown |  | No
881 | 110 B | WILLOW CREEK CT | Hallsville | 75650 | WILLOW CREEK CT*110 B | 32.5045 | -94.5842 | Non-Lead - Plastic | Don't Know |  |  | Non-Lead - Plastic | Unknown |  | Non-Lead | No | No |  | Multiple Family Residence | Unknown |  | No
882 | 108 A | WILLOW CREEK CT | Hallsville | 75650 | WILLOW CREEK CT*108 A | 32.5048 | -94.5841 | Non-Lead - Plastic | Don't Know |  |  | Non-Lead - Plastic | Unknown |  | Non-Lead | No | No |  | Multiple Family Residence | Unknown |  | No
883 | 108 B | WILLOW CREEK CT | Hallsville | 75650 | WILLOW CREEK CT*108 B | 32.5048 | -94.5841 | Non-Lead - Plastic | Don't Know |  |  | Non-Lead - Plastic | Unknown |  | Non-Lead | No | No |  | Multiple Family Residence | Unknown |  | No
884 | 106 A | WILLOW CREEK CT | Hallsville | 75650 | WILLOW CREEK CT*106 A | 32.505 | -94.5842 | Non-Lead - Plastic | Don't Know |  |  | Non-Lead - Plastic | Unknown |  | Non-Lead | No | No |  | Multiple Family Residence | Unknown |  | No
885 | 106 B | WILLOW CREEK CT | Hallsville | 75650 | WILLOW CREEK CT*106 B | 32.505 | -94.5841 | Non-Lead - Plastic | Don't Know |  |  | Non-Lead - Plastic | Unknown |  | Non-Lead | No | No |  | Multiple Family Residence | Unknown |  | No
886 | 104 A | WILLOW CREEK CT | Hallsville | 75650 | WILLOW CREEK CT*104 A | 32.5052 | -94.5842 | Non-Lead - Plastic | Don't Know |  |  | Non-Lead - Plastic | Unknown |  | Non-Lead | No | No |  | Multiple Family Residence | Unknown |  | No
887 | 104 B | WILLOW CREEK CT | Hallsville | 75650 | WILLOW CREEK CT*104 B | 32.5052 | -94.5842 | Non-Lead - Plastic | Don't Know |  |  | Non-Lead - Plastic | Unknown |  | Non-Lead | No | No |  | Multiple Family Residence | Unknown |  | No
888 | 102 A | WILLOW CREEK CT | Hallsville | 75650 | WILLOW CREEK CT*102 A | 32.5054 | -94.5841 | Non-Lead - Plastic | Don't Know |  |  | Non-Lead - Plastic | Unknown |  | Non-Lead | No | No |  | Multiple Family Residence | Unknown |  | No
889 | 102 B | WILLOW CREEK CT | Hallsville | 75650 | WILLOW CREEK CT*102 B | 32.5054 | -94.5842 | Non-Lead - Plastic | Don't Know |  |  | Non-Lead - Plastic | Unknown |  | Non-Lead | No | No |  | Multiple Family Residence | Unknown |  | No
890 | 100 A | WILLOW CREEK CT | Hallsville | 75650 | WILLOW CREEK CT*100 A | 32.5057 | -94.5842 | Non-Lead - Plastic | Don't Know |  |  | Non-Lead - Plastic | Unknown |  | Non-Lead | No | No |  | Multiple Family Residence | Unknown |  | No
891 | 100 B | WILLOW CREEK CT | Hallsville | 75650 | WILLOW CREEK CT*100 B | 32.5057 | -94.5842 | Non-Lead - Plastic | Don't Know |  |  | Non-Lead - Plastic | Unknown |  | Non-Lead | No | No |  | Multiple Family Residence | Unknown |  | No
893 | 103 A | WILLOW CREEK CT | Hallsville | 75650 | WILLOW CREEK CT*103 A | 32.5054 | -94.5839 | Non-Lead - Plastic | Don't Know |  |  | Non-Lead - Plastic | Unknown |  | Non-Lead | No | No |  | Multiple Family Residence | Unknown |  | No
900 | 109 A | WILLOW CREEK CT | Hallsville | 75650 | WILLOW CREEK CT*109 A | 32.5048 | -94.5839 | Non-Lead - Plastic | Don't Know |  |  | Non-Lead - Plastic | Unknown |  | Non-Lead | No | No |  | Multiple Family Residence | Unknown |  | No
901 | 109 B | WILLOW CREEK CT | Hallsville | 75650 | WILLOW CREEK CT*109 B | 32.5047 | -94.584 | Non-Lead - Plastic | Don't Know |  |  | Non-Lead - Plastic | Unknown |  | Non-Lead | No | No |  | Multiple Family Residence | Unknown |  | No
902 | 111 A | WILLOW CREEK CT | Hallsville | 75650 | WILLOW CREEK CT*111 A | 32.5045 | -94.5839 | Non-Lead - Plastic | Don't Know |  |  | Non-Lead - Plastic | Unknown |  | Non-Lead | No | No |  | Multiple Family Residence | Unknown |  | No
903 | 111 B | WILLOW CREEK CT | Hallsville | 75650 | WILLOW CREEK CT*111 B | 32.504534 | -94.583892 | Non-Lead - Plastic | Don't Know |  |  | Non-Lead - Plastic | Unknown |  | Non-Lead |  | Don't Know |  | Multiple Family Residence | Unknown
907 | 420 | WILLOW ST | Hallsville | 75650 | WILLOW ST*420 | 32.5035 | -94.585 | Non-Lead - Plastic | Don't Know |  |  | Non-Lead - Plastic | Unknown |  | Non-Lead | No | No |  | Single Family Residence | Unknown |  | No
908 | 443 | WILLOW ST | Hallsville | 75650 | WILLOW ST*443 |  |  | Non-Lead - Plastic | Don't Know |  |  | Non-Lead - Plastic | Unknown |  | Non-Lead | No | No |  | Single Family Residence | No |  | No
910 | 506 | WILLOW ST | Hallsville | 75650 | WILLOW ST*506 | 32.5045 | -94.5882 | Non-Lead - Plastic | Don't Know |  |  | Non-Lead - Copper | Unknown |  | Non-Lead | No | Don't Know |  | Single Family Residence | Unknown |  | No
911 | 512 | WILLOW ST | Hallsville | 75650 | WILLOW ST*512 | 32.5045 | -94.5888 | Non-Lead - Plastic | Don't Know |  |  | Non-Lead - Plastic | Unknown |  | Non-Lead | No | No |  | Single Family Residence | Unknown |  | No
922 | 209 S | GREEN ST | Hallsville | 75650 | GREEN ST*209 S | 32.5017 | -94.5751 | Non-Lead - Plastic | Don't Know |  |  | Non-Lead - Plastic | Unknown |  | Non-Lead | No | No |  | Single Family Residence | Unknown |  | No
924 | 205 S | GREEN ST | Hallsville | 75650 | GREEN ST*205 S | 32.502 | -94.5752 | Non-Lead - Plastic | Don't Know |  |  | Non-Lead - Plastic | Unknown |  | Non-Lead | No | No |  | Single Family Residence | Unknown |  | No
925 | 413 A S | GREEN ST | Hallsville | 75650 | GREEN ST*413 A S | 32.4968 | -94.5743 | Non-Lead - Plastic | Don't Know |  |  | Non-Lead - Plastic | Unknown |  | Non-Lead | No | No |  | Single Family Residence | Unknown |  | No
931 | 102 | WILLOW STREET STE. A | Hallsville | 75650 | WILLOW STREET STE. A*102 | 32.5033 | -94.5746 | Non-Lead - Plastic | Don't Know |  |  | Non-Lead - Plastic | Unknown |  | Non-Lead | No | No |  | Multiple Family Residence | Unknown |  | No
932 | 105 A | WILLOW CREEK CT | Hallsville | 75650 | WILLOW CREEK CT*105 A | 32.5051 | -94.5839 | Non-Lead - Plastic | Don't Know |  |  | Non-Lead - Plastic | Unknown |  | Non-Lead | No | No |  | Multiple Family Residence | Unknown |  | No
933 | 107 A | WILLOW CREEK CT | Hallsville | 75650 | WILLOW CREEK CT*107 A | 32.504941 | -94.583880 | Non-Lead - Plastic | Don't Know |  |  | Non-Lead - Plastic | Unknown |  | Non-Lead |  | Don't Know |  | Multiple Family Residence | Unknown
934 | 117 A | WILLOW CREEK CT | Hallsville | 75650 | WILLOW CREEK CT*117 A | 32.5039 | -94.584 | Non-Lead - Plastic | Don't Know |  |  | Non-Lead - Plastic | Unknown |  | Non-Lead | No | No |  | Multiple Family Residence | Unknown |  | No
935 | 119 A | WILLOW CREEK CT | Hallsville | 75650 | WILLOW CREEK CT*119 A | 32.5037 | -94.584 | Non-Lead - Plastic | Don't Know |  |  | Non-Lead - Plastic | Unknown |  | Non-Lead | No | No |  | Multiple Family Residence | Unknown |  | No
936 | 106 | WILLOW ST | Hallsville | 75650 | WILLOW ST*106 | 32.5032 | -94.5749 | Non-Lead - Plastic | Don't Know | Don't Know |  | Non-Lead - Plastic | Unknown |  | Non-Lead | No | No |  | Single Family Residence | Unknown |  | No
998 | 105 W | MAIN ST | Hallsville | 75650 | MAIN ST*105 W | 32.5041 | -94.5748 | Non-Lead - Plastic | Don't Know |  |  | Non-Lead - Plastic | Unknown |  | Non-Lead | No | No |  | Building | Unknown |  | No
999 | 115 W | MAIN ST | Hallsville | 75650 | MAIN ST*115 W | 32.504 | -94.5753 | Non-Lead - Copper | Don't Know |  |  | Non-Lead - Copper | Unknown |  | Non-Lead | No | Don't Know |  | Building | Unknown |  | No
1001 | 100 | SHAWNEE TRAIL | Hallsville | 75650 | SHAWNEE TRAIL*100 | 32.5102 | -94.591 | Non-Lead - Plastic | Don't Know |  |  | Non-Lead - Plastic | Unknown |  | Non-Lead | No | No |  | Single Family Residence | Unknown |  | No
1002 | 102 | SHAWNEE TRAIL | Hallsville | 75650 | SHAWNEE TRAIL*102 | 32.5107 | -94.5861 | Non-Lead - Plastic | Don't Know |  |  | Non-Lead - Plastic | Unknown |  | Non-Lead | No | No |  | Single Family Residence | Unknown |  | No
1004 | 106 | SHAWNEE TRAIL | Hallsville | 75650 | SHAWNEE TRAIL*106 | 32.5104 | -94.5904 | Non-Lead - Plastic | Don't Know |  |  | Non-Lead - Plastic | Unknown |  | Non-Lead | No | No |  | Single Family Residence | Unknown |  | No
1006 | 105 | SHAWNEE TRAIL | Hallsville | 75650 | SHAWNEE TRAIL*105 | 32.5105 | -94.5906 | Non-Lead - Plastic | Don't Know |  |  | Non-Lead - Plastic | Unknown |  | Non-Lead | No | No |  | Single Family Residence | Unknown |  | No
1007 | 107 | SHAWNEE TRAIL | Hallsville | 75650 | SHAWNEE TRAIL*107 | 32.5106 | -94.5902 | Non-Lead - Plastic | Don't Know | Don't Know |  | Non-Lead - Plastic | Unknown |  | Non-Lead | No | No |  | Single Family Residence | Unknown |  | No
1008 | 109 | SHAWNEE TRAIL | Hallsville | 75650 | SHAWNEE TRAIL*109 | 32.5106 | -94.5899 | Non-Lead - Plastic | Don't Know |  |  | Non-Lead - Plastic | Unknown |  | Non-Lead | No | No |  | Single Family Residence | Unknown |  | No
1009 | 108 | SHAWNEE TRAIL | Hallsville | 75650 | SHAWNEE TRAIL*108 | 32.5099 | -94.5901 | Non-Lead - Plastic | Don't Know |  |  | Non-Lead - Plastic | Unknown |  | Non-Lead | No | No |  | Single Family Residence | Unknown |  | No
1010 | 110 | SHAWNEE TRAIL | Hallsville | 75650 | SHAWNEE TRAIL*110 | 32.5099 | -94.59 | Non-Lead - Plastic | Don't Know |  |  | Non-Lead - Plastic | Unknown |  | Non-Lead | No | No |  | Single Family Residence | Unknown |  | No
1011 | 306 | FOREST HILLS DR | Hallsville | 75650 | FOREST HILLS DR*306 | 32.5128 | -94.5914 | Non-Lead - Plastic | Don't Know |  |  | Non-Lead - Plastic | Unknown |  | Non-Lead | No | No |  | Single Family Residence | Unknown |  | No
1012 | 114 | SHAWNEE TRAIL | Hallsville | 75650 | SHAWNEE TRAIL*114 | 32.5104 | -94.5891 | Non-Lead - Plastic | Don't Know |  |  | Non-Lead - Plastic | Unknown |  | Non-Lead | No | No |  | Single Family Residence | Unknown |  | No
1013 | 111 | SHAWNEE TRAIL | Hallsville | 75650 | SHAWNEE TRAIL*111 | 32.5106 | -94.5896 | Non-Lead - Plastic | Don't Know |  |  | Non-Lead - Plastic | Unknown |  | Non-Lead | No | No |  | Single Family Residence | Unknown |  | No
1014 | 113 | SHAWNEE TRAIL | Hallsville | 75650 | SHAWNEE TRAIL*113 | 32.5105 | -94.5894 | Non-Lead - Plastic | Don't Know |  |  | Non-Lead - Plastic | Unknown |  | Non-Lead | No | No |  | Single Family Residence | Unknown |  | No
1015 | 115 | SHAWNEE TRAIL | Hallsville | 75650 | SHAWNEE TRAIL*115 | 32.5105 | -94.5889 | Non-Lead - Plastic | Don't Know |  |  | Non-Lead - Plastic | Unknown |  | Non-Lead | No | No |  | Single Family Residence | Unknown |  | No
1019 | 122 | SHAWNEE TRAIL | Hallsville | 75650 | SHAWNEE TRAIL*122 | 32.5104 | -94.5882 | Non-Lead - Plastic | Don't Know |  |  | Non-Lead - Plastic | Unknown |  | Non-Lead | No | No |  | Single Family Residence | Unknown |  | No
1021 | 117 | SHAWNEE TRAIL | Hallsville | 75650 | SHAWNEE TRAIL*117 | 32.5106 | -94.5886 | Non-Lead - Plastic | Don't Know |  |  | Non-Lead - Plastic | Unknown |  | Non-Lead | No | No |  | Single Family Residence | Unknown |  | No
1022 | 121 | SHAWNEE TRAIL | Hallsville | 75650 | SHAWNEE TRAIL*121 | 32.5106 | -94.5885 | Non-Lead - Plastic | Don't Know |  |  | Non-Lead - Plastic | Unknown |  | Non-Lead | No | No |  | Single Family Residence | Unknown |  | No
1023 | 123 | SHAWNEE TRAIL | Hallsville | 75650 | SHAWNEE TRAIL*123 | 32.5106 | -94.5882 | Non-Lead - Plastic | Don't Know |  |  | Non-Lead - Plastic | Unknown |  | Non-Lead | No | No |  | Single Family Residence | Unknown |  | No
1024 | 125 | SHAWNEE TRAIL | Hallsville | 75650 | SHAWNEE TRAIL*125 | 32.5105 | -94.5879 | Non-Lead - Plastic | Don't Know |  |  | Non-Lead - Plastic | Unknown |  | Non-Lead | No | No |  | Single Family Residence | Unknown |  | No
1025 | 124 | SHAWNEE TRAIL | Hallsville | 75650 | SHAWNEE TRAIL*124 | 32.5104 | -94.5882 | Non-Lead - Plastic | Don't Know |  |  | Non-Lead - Plastic | Unknown |  | Non-Lead | No | No |  | Single Family Residence | Unknown |  | No
1026 | 126 | SHAWNEE TRAIL | Hallsville | 75650 | SHAWNEE TRAIL*126 | 32.51 | -94.5879 | Non-Lead - Plastic | Don't Know |  |  | Non-Lead - Plastic | Unknown |  | Non-Lead | No | No |  | Single Family Residence | Unknown |  | No
1027 | 128 | SHAWNEE TRAIL | Hallsville | 75650 | SHAWNEE TRAIL*128 | 32.51 | -94.5877 | Non-Lead - Plastic | Don't Know |  |  | Non-Lead - Plastic | Unknown |  | Non-Lead | No | No |  | Single Family Residence | Unknown |  | No
1029 | 129 | SHAWNEE TRAIL | Hallsville | 75650 | SHAWNEE TRAIL*129 | 32.5105 | -94.5877 | Non-Lead - Plastic | Don't Know |  |  | Non-Lead - Plastic | Unknown |  | Non-Lead | No | No |  | Single Family Residence | Unknown |  | No
1030 | 131 | SHAWNEE TRAIL | Hallsville | 75650 | SHAWNEE TRAIL*131 | 32.5106 | -94.5872 | Non-Lead - Plastic | Don't Know |  |  | Non-Lead - Plastic | Unknown |  | Non-Lead | No | No |  | Single Family Residence | Unknown |  | No
1031 | 133 | SHAWNEE TRAIL | Hallsville | 75650 | SHAWNEE TRAIL*133 | 32.5106 | -94.587 | Non-Lead - Plastic | Don't Know |  |  | Non-Lead - Plastic | Unknown |  | Non-Lead | No | No |  | Single Family Residence | Unknown |  | No
1032 | 132 | SHAWNEE TRAIL | Hallsville | 75650 | SHAWNEE TRAIL*132 | 32.5104 | -94.5873 | Non-Lead - Plastic | Don't Know |  |  | Non-Lead - Plastic | Unknown |  | Non-Lead | No | No |  | Single Family Residence | Unknown |  | No
1034 | 134 | SHAWNEE TRAIL | Hallsville | 75650 | SHAWNEE TRAIL*134 | 32.51 | -94.5869 | Non-Lead - Plastic | Don't Know |  |  | Non-Lead - Plastic | Unknown |  | Non-Lead | No | No |  | Single Family Residence | Unknown |  | No
1035 | 138 | SHAWNEE TRAIL | Hallsville | 75650 | SHAWNEE TRAIL*138 | 32.5104 | -94.5865 | Non-Lead - Plastic | Don't Know |  |  | Non-Lead - Plastic | Unknown |  | Non-Lead | No | No |  | Single Family Residence | Unknown |  | No
1036 | 101 | SEMINOLE PASS | Hallsville | 75650 | SEMINOLE PASS*101 | 32.5108 | -94.5863 | Non-Lead - Plastic | Don't Know |  |  | Non-Lead - Plastic | Unknown |  | Non-Lead | No | No |  | Single Family Residence | Unknown |  | No
1037 | 140 | SHAWNEE TRAIL | Hallsville | 75650 | SHAWNEE TRAIL*140 | 32.5104 | -94.5865 | Non-Lead - Plastic | Don't Know |  |  | Non-Lead - Plastic | Unknown |  | Non-Lead | No | No |  | Single Family Residence | Unknown |  | No
1038 | 142 | SHAWNEE TRAIL | Hallsville | 75650 | SHAWNEE TRAIL*142 |  |  | Non-Lead - Plastic | Don't Know |  |  | Non-Lead - Plastic | Unknown |  | Non-Lead | No | No |  | Single Family Residence | Unknown |  | No
1040 | 102 | SEMINOLE PASS | Hallsville | 75650 | SEMINOLE PASS*102 | 32.5107 | -94.5861 | Non-Lead - Plastic | Don't Know |  |  | Non-Lead - Plastic | Unknown |  | Non-Lead | No | No |  | Single Family Residence | Unknown |  | No
1041 | 104 | SEMINOLE PASS | Hallsville | 75650 | SEMINOLE PASS*104 | 32.5107 | -94.5861 | Non-Lead - Plastic | Don't Know |  |  | Non-Lead - Plastic | Unknown |  | Non-Lead | No | No |  | Single Family Residence | Unknown |  | No
1042 | 106 | SEMINOLE PASS | Hallsville | 75650 | SEMINOLE PASS*106 | 32.5112 | -94.5862 | Non-Lead - Plastic | Don't Know |  |  | Non-Lead - Plastic | Unknown |  | Non-Lead | No | No |  | Single Family Residence | Unknown |  | No
1043 | 108 | SEMINOLE PASS | Hallsville | 75650 | SEMINOLE PASS*108 | 32.5112 | -94.5861 | Non-Lead - Plastic | Don't Know |  |  | Non-Lead - Plastic | Unknown |  | Non-Lead | No | No |  | Single Family Residence | Unknown |  | No
1044 | 234 | CHEYENNE RUN | Hallsville | 75650 | CHEYENNE RUN*234 | 32.5114 | -94.5867 | Non-Lead - Plastic | Don't Know |  |  | Non-Lead - Plastic | Unknown |  | Non-Lead | No | No |  | Single Family Residence | No |  | No
1045 | 110 | SEMINOLE PASS | Hallsville | 75650 | SEMINOLE PASS*110 | 32.5117 | -94.5861 | Non-Lead - Plastic | Don't Know |  |  | Non-Lead - Plastic | Unknown |  | Non-Lead | No | No |  | Single Family Residence | No |  | No
1046 | 112 | SEMINOLE PASS | Hallsville | 75650 | SEMINOLE PASS*112 | 32.5117 | -94.5861 | Non-Lead - Plastic | Don't Know |  |  | Non-Lead - Plastic | Unknown |  | Non-Lead | No | No |  | Single Family Residence | No |  | No
1047 | 114 | SEMINOLE PASS | Hallsville | 75650 | SEMINOLE PASS*114 | 32.5121 | -94.5861 | Non-Lead - Plastic | Don't Know |  |  | Non-Lead - Plastic | Unknown |  | Non-Lead | No | No |  | Single Family Residence | No |  | No
1048 | 116 | SEMINOLE PASS | Hallsville | 75650 | SEMINOLE PASS*116 | 32.5122 | -94.5861 | Non-Lead - Plastic | Don't Know |  |  | Non-Lead - Plastic | Unknown |  | Non-Lead | No | No |  | Single Family Residence | No |  | No
1049 | 115 | SEMINOLE PASS | Hallsville | 75650 | SEMINOLE PASS*115 | 32.5121 | -94.5863 | Non-Lead - Plastic | Don't Know |  |  | Non-Lead - Plastic | Unknown |  | Non-Lead | No | No |  | Single Family Residence | No |  | No
1050 | 113 | SEMINOLE PASS | Hallsville | 75650 | SEMINOLE PASS*113 | 32.5119 | -94.5863 | Non-Lead - Plastic | Don't Know |  |  | Non-Lead - Plastic | Unknown |  | Non-Lead | No | No |  | Single Family Residence | Unknown |  | No
1051 | 239 | CHEYENNE RUN | Hallsville | 75650 | CHEYENNE RUN*239 | 32.5118 | -94.5863 | Non-Lead - Plastic | Don't Know |  |  | Non-Lead - Plastic | Unknown |  | Non-Lead | No | No |  | Single Family Residence | Unknown |  | No
1052 | 232 | CHEYENNE RUN | Hallsville | 75650 | CHEYENNE RUN*232 | 32.5114 | -94.5872 | Non-Lead - Plastic | Don't Know |  |  | Non-Lead - Plastic | Unknown |  | Non-Lead | No | No |  | Single Family Residence | No |  | No
1053 | 230 | CHEYENNE RUN | Hallsville | 75650 | CHEYENNE RUN*230 | 32.5114 | -94.5872 | Non-Lead - Plastic | Don't Know |  |  | Non-Lead - Plastic | Unknown |  | Non-Lead | No | No |  | Single Family Residence | No |  | No
1054 | 237 | ARAPAHO WAY | Hallsville | 75650 | ARAPAHO WAY*237 | 32.5118 | -94.5873 | Non-Lead - Plastic | Don't Know |  |  | Non-Lead - Plastic | Unknown |  | Non-Lead | No | No |  | Single Family Residence | Unknown |  | No
1055 | 235 | ARAPAHO WAY | Hallsville | 75650 | ARAPAHO WAY*235 | 32.5119 | -94.5873 | Non-Lead - Plastic | Don't Know |  |  | Non-Lead - Plastic | Unknown |  | Non-Lead | No | No |  | Single Family Residence | Unknown |  | No
1056 | 233 | ARAPAHO WAY | Hallsville | 75650 | ARAPAHO WAY*233 | 32.5122 | -94.5873 | Non-Lead - Plastic | Don't Know |  |  | Non-Lead - Plastic | Unknown |  | Non-Lead | No | No |  | Single Family Residence | Unknown |  | No
1057 | 231 | ARAPAHO WAY | Hallsville | 75650 | ARAPAHO WAY*231 | 32.5121 | -94.5876 | Non-Lead - Plastic | Don't Know |  |  | Non-Lead - Plastic | Unknown |  | Non-Lead | No | No |  | Single Family Residence | Unknown |  | No
1058 | 229 | ARAPAHO WAY | Hallsville | 75650 | ARAPAHO WAY*229 | 32.5121 | -94.5875 | Non-Lead - Plastic | Don't Know |  |  | Non-Lead - Plastic | Unknown |  | Non-Lead | No | No |  | Single Family Residence | Unknown |  | No
1059 | 228 | CHEYENNE RUN | Hallsville | 75650 | CHEYENNE RUN*228 | 32.5114 | -94.5877 | Non-Lead - Plastic | Don't Know |  |  | Non-Lead - Plastic | Unknown |  | Non-Lead | No | No |  | Single Family Residence | Unknown |  | No
1060 | 226 | CHEYENNE RUN | Hallsville | 75650 | CHEYENNE RUN*226 | 32.5114 | -94.5877 | Non-Lead - Plastic | Don't Know |  |  | Non-Lead - Plastic | Unknown |  | Non-Lead | No | No |  | Single Family Residence | No |  | No
1061 | 227 | CHEYENNE RUN | Hallsville | 75650 | CHEYENNE RUN*227 | 32.5116 | -94.5879 | Non-Lead - Plastic | Don't Know |  |  | Non-Lead - Plastic | Unknown |  | Non-Lead | No | No |  | Single Family Residence | No |  | No
1062 | 225 | CHEYENNE RUN | Hallsville | 75650 | CHEYENNE RUN*225 | 32.51158 | -94.587933 | Non-Lead - Plastic | Don't Know | Don't Know |  | Non-Lead - Plastic | Unknown |  | Non-Lead | No | No |  | Building | Unknown |  | No
1063 | 224 | CHEYENNE RUN | Hallsville | 75650 | CHEYENNE RUN*224 | 32.5114 | -94.5883 | Non-Lead - Plastic | Don't Know |  |  | Non-Lead - Plastic | Unknown |  | Non-Lead | No | No |  | Single Family Residence | No |  | No
1064 | 222 | CHEYENNE RUN | Hallsville | 75650 | CHEYENNE RUN*222 | 32.5114 | -94.5883 | Non-Lead - Plastic | Don't Know |  |  | Non-Lead - Plastic | Unknown |  | Non-Lead | No | No |  | Single Family Residence | No |  | No
1065 | 223 | CHEYENNE RUN | Hallsville | 75650 | CHEYENNE RUN*223 | 32.5115 | -94.5885 | Non-Lead - Plastic | Don't Know |  |  | Non-Lead - Plastic | Unknown |  | Non-Lead | No | No |  | Single Family Residence | No |  | No
1066 | 221 | CHEYENNE RUN | Hallsville | 75650 | CHEYENNE RUN*221 | 32.5115 | -94.5885 | Non-Lead - Plastic | Don't Know |  |  | Non-Lead - Plastic | Unknown |  | Non-Lead | No | No |  | Single Family Residence | No |  | No
1067 | 220 | CHEYENNE RUN | Hallsville | 75650 | CHEYENNE RUN*220 | 32.5113 | -94.5889 | Non-Lead - Plastic | Don't Know |  |  | Non-Lead - Plastic | Unknown |  | Non-Lead | No | No |  | Single Family Residence | No |  | No
1068 | 218 | CHEYENNE RUN | Hallsville | 75650 | CHEYENNE RUN*218 | 32.5114 | -94.5889 | Non-Lead - Plastic | Don't Know |  |  | Non-Lead - Plastic | Unknown |  | Non-Lead | No | No |  | Single Family Residence | No |  | No
1069 | 219 | CHEYENNE RUN | Hallsville | 75650 | CHEYENNE RUN*219 | 32.5115 | -94.5891 | Non-Lead - Plastic | Don't Know |  |  | Non-Lead - Plastic | Unknown |  | Non-Lead | No | No |  | Single Family Residence | No |  | No
1070 | 217 | CHEYENNE RUN | Hallsville | 75650 | CHEYENNE RUN*217 | 32.5115 | -94.5891 | Non-Lead - Plastic | Don't Know |  |  | Non-Lead - Plastic | Unknown |  | Non-Lead | No | No |  | Single Family Residence | No |  | No
1071 | 216 | CHEYENNE RUN | Hallsville | 75650 | CHEYENNE RUN*216 | 32.511341 | -94.589494 | Non-Lead - Plastic | Don't Know | Don't Know |  | Non-Lead - Plastic | Unknown |  | Non-Lead | No | No |  | Building | Unknown |  | No
1072 | 214 | CHEYENNE RUN | Hallsville | 75650 | CHEYENNE RUN*214 | 32.5114 | -94.5894 | Non-Lead - Plastic | Don't Know |  |  | Non-Lead - Plastic | Unknown |  | Non-Lead | No | No |  | Single Family Residence | No |  | No
1073 | 215 | CHEYENNE RUN | Hallsville | 75650 | CHEYENNE RUN*215 | 32.5115 | -94.5897 | Non-Lead - Plastic | Don't Know |  |  | Non-Lead - Plastic | Unknown |  | Non-Lead | No | No |  | Single Family Residence | No |  | No
1074 | 213 | CHEYENNE RUN | Hallsville | 75650 | CHEYENNE RUN*213 | 32.5115 | -94.5898 | Non-Lead - Plastic | Don't Know |  |  | Non-Lead - Plastic | Unknown |  | Non-Lead | No | No |  | Single Family Residence | No |  | No
1075 | 212 | CHEYENNE RUN | Hallsville | 75650 | CHEYENNE RUN*212 | 32.5113 | -94.5901 | Non-Lead - Plastic | Don't Know |  |  | Non-Lead - Plastic | Unknown |  | Non-Lead | No | No |  | Single Family Residence | No |  | No
1076 | 210 | CHEYENNE RUN | Hallsville | 75650 | CHEYENNE RUN*210 | 32.5113 | -94.5901 | Non-Lead - Plastic | Don't Know |  |  | Non-Lead - Plastic | Unknown |  | Non-Lead | No | No |  | Single Family Residence | No |  | No
1077 | 211 | CHEYENNE RUN | Hallsville | 75650 | CHEYENNE RUN*211 | 32.5116 | -94.5902 | Non-Lead - Plastic | Don't Know |  |  | Non-Lead - Plastic | Unknown |  | Non-Lead | No | No |  | Single Family Residence | No |  | No
1078 | 209 | CHEYENNE RUN | Hallsville | 75650 | CHEYENNE RUN*209 | 32.5115 | -94.5903 | Non-Lead - Plastic | Don't Know |  |  | Non-Lead - Plastic | Unknown |  | Non-Lead | No | No |  | Single Family Residence | No |  | No
1079 | 208 | CHEYENNE RUN | Hallsville | 75650 | CHEYENNE RUN*208 | 32.5113 | -94.5906 | Non-Lead - Plastic | Don't Know |  |  | Non-Lead - Plastic | Unknown |  | Non-Lead | No | No |  | Single Family Residence | Unknown |  | No
1080 | 206 | CHEYENNE RUN | Hallsville | 75650 | CHEYENNE RUN*206 | 32.5113 | -94.5907 | Non-Lead - Plastic | Don't Know |  |  | Non-Lead - Plastic | Unknown |  | Non-Lead | No | No |  | Single Family Residence | No |  | No
1081 | 207 | CHEYENNE RUN | Hallsville | 75650 | CHEYENNE RUN*207 | 32.511535 | -94.590914 | Non-Lead - Plastic | Don't Know | Don't Know |  | Non-Lead - Plastic | Unknown |  | Non-Lead | No | No |  | Single Family Residence | Unknown |  | No
1082 | 205 | CHEYENNE RUN | Hallsville | 75650 | CHEYENNE RUN*205 | 32.5115 | -94.5909 | Non-Lead - Plastic | Don't Know |  |  | Non-Lead - Plastic | Unknown |  | Non-Lead | No | No |  | Single Family Residence | No |  | No
1083 | 200 | CHEYENNE RUN | Hallsville | 75650 | CHEYENNE RUN*200 | 32.5113 | -94.5912 | Non-Lead - Plastic | Don't Know |  |  | Non-Lead - Copper | Unknown |  | Non-Lead | No | No |  | Single Family Residence | No |  | No
1084 | 203 | CHEYENNE RUN | Hallsville | 75650 | CHEYENNE RUN*203 | 32.5115 | -94.5914 | Non-Lead - Plastic | Don't Know |  |  | Non-Lead - Plastic | Unknown |  | Non-Lead | No | No |  | Single Family Residence | No |  | No
1085 | 201 | CHEYENNE RUN | Hallsville | 75650 | CHEYENNE RUN*201 | 32.5115 | -94.5914 | Non-Lead - Plastic | Don't Know |  |  | Non-Lead - Plastic | Unknown |  | Non-Lead | No | No |  | Single Family Residence | No |  | No
1086 | 400 | CIDER RD | Hallsville | 75650 | CIDER RD*400 | 32.5122 | -94.5916 | Non-Lead - Plastic | Don't Know |  |  | Non-Lead - Plastic | Unknown |  | Non-Lead | No | No |  | Single Family Residence | Unknown |  | No
1087 | 402 | CIDER RD | Hallsville | 75650 | CIDER RD*402 | 32.5124 | -94.5917 | Non-Lead - Plastic | Don't Know |  |  | Non-Lead - Plastic | Unknown |  | Non-Lead | No | No |  | Single Family Residence | Unknown |  | No
1088 | 404 | CIDER RD | Hallsville | 75650 | CIDER RD*404 | 32.5127 | -94.5918 | Non-Lead - Plastic | Don't Know |  |  | Non-Lead - Plastic | Unknown |  | Non-Lead | No | No |  | Single Family Residence | Unknown |  | No
1089 | 304 | FOREST HILLS DR | Hallsville | 75650 | FOREST HILLS DR*304 | 32.5129 | -94.5921 | Non-Lead - Plastic | Don't Know |  |  | Non-Lead - Plastic | Unknown |  | Non-Lead | No | No |  | Single Family Residence | Unknown |  | No
1102 | 308 | FOREST HILLS DR | Hallsville | 75650 | FOREST HILLS DR*308 | 32.5127 | -94.5912 | Non-Lead - Plastic | Don't Know |  |  | Non-Lead - Plastic | Unknown |  | Non-Lead | No | No |  | Single Family Residence | Unknown |  | No
1103 | 310 | FOREST HILLS DR | Hallsville | 75650 | FOREST HILLS DR*310 | 32.5126 | -94.5908 | Non-Lead - Plastic | Don't Know |  |  | Non-Lead - Plastic | Unknown |  | Non-Lead | No | No |  | Single Family Residence | No |  | No
1104 | 312 | FOREST HILLS DR | Hallsville | 75650 | FOREST HILLS DR*312 | 32.5125 | -94.5905 | Non-Lead - Plastic | Don't Know |  |  | Non-Lead - Plastic | Unknown |  | Non-Lead | No | No |  | Single Family Residence | Unknown |  | No
1105 | 314 | FOREST HILLS DR | Hallsville | 75650 | FOREST HILLS DR*314 | 32.5125 | -94.5902 | Non-Lead - Plastic | Don't Know |  |  | Non-Lead - Plastic | Unknown |  | Non-Lead | No | No |  | Single Family Residence | Unknown |  | No
1106 | 316 | FOREST HILLS DR | Hallsville | 75650 | FOREST HILLS DR*316 | 32.512552 | -94.589897 | Non-Lead - Plastic | Don't Know | Don't Know |  | Non-Lead - Plastic | Unknown |  | Non-Lead | No | No |  | Single Family Residence | Unknown |  | No
1108 | 320 | FOREST HILLS DR | Hallsville | 75650 | FOREST HILLS DR*320 | 32.5126 | -94.5892 | Non-Lead - Plastic | Don't Know |  |  | Non-Lead - Plastic | Unknown |  | Non-Lead | No | No |  | Single Family Residence | Unknown |  | No
1109 | 322 | FOREST HILLS DR | Hallsville | 75650 | FOREST HILLS DR*322 | 32.5127 | -94.5889 | Non-Lead - Plastic | Don't Know |  |  | Non-Lead - Plastic | Unknown |  | Non-Lead | No | No |  | Single Family Residence | Unknown |  | No
1110 | 324 | FOREST HILLS DR | Hallsville | 75650 | FOREST HILLS DR*324 | 32.5127 | -94.5886 | Non-Lead - Plastic | Don't Know |  |  | Non-Lead - Plastic | Unknown |  | Non-Lead | No | Don't Know |  | Single Family Residence | Unknown |  | No
1111 | 326 | FOREST HILLS DR | Hallsville | 75650 | FOREST HILLS DR*326 | 32.51274534 | -94.58828445 | Non-Lead - Plastic | Don't Know |  |  | Non-Lead - Plastic | Unknown |  | Non-Lead |  | Don't Know |  | Single Family Residence | Unknown
1112 | 326 | FOREST HILLS DR | Hallsville | 75650 | FOREST HILLS DR*326 | 32.5129 | -94.5884 | Non-Lead - Plastic | Don't Know |  |  | Non-Lead - Plastic | Unknown |  | Non-Lead | No | No |  | Single Family Residence | Unknown |  | No
1113 | 330 | FOREST HILLS DR | Hallsville | 75650 | FOREST HILLS DR*330 | 32.512913 | -94.587619 | Non-Lead - Plastic | Don't Know | Don't Know |  | Non-Lead - Plastic | Unknown |  | Non-Lead | No | No |  | Single Family Residence |  |  | No
1114 | 332 | FOREST HILLS DR | Hallsville | 75650 | FOREST HILLS DR*332 | 32.5133 | -94.5876 | Non-Lead - Plastic | Don't Know |  |  | Non-Lead - Plastic | Unknown |  | Non-Lead | No | No |  | Single Family Residence | Unknown |  | No
1115 | 334 | FOREST HILLS DR | Hallsville | 75650 | FOREST HILLS DR*334 | 32.5134 | -94.5876 | Non-Lead - Plastic | Don't Know |  |  | Non-Lead - Plastic | Unknown |  | Non-Lead | No | No |  | Single Family Residence | Unknown |  | No
1116 | 336 | FOREST HILLS DR | Hallsville | 75650 | FOREST HILLS DR*336 | 32.5137 | -94.5876 | Non-Lead - Plastic | Don't Know |  |  | Non-Lead - Plastic | Unknown |  | Non-Lead | No | No |  | Single Family Residence | Unknown |  | No
1117 | 329 | FOREST HILLS DR | Hallsville | 75650 | FOREST HILLS DR*329 | 32.5134 | -94.5882 | Non-Lead - Plastic | Don't Know |  |  | Non-Lead - Plastic | Unknown |  | Non-Lead | No | No |  | Single Family Residence | Unknown |  | No
1118 | 327 | FOREST HILLS DR | Hallsville | 75650 | FOREST HILLS DR*327 | 32.5134 | -94.5882 | Non-Lead - Plastic | Don't Know |  |  | Non-Lead - Plastic | Unknown |  | Non-Lead | No | No |  | Single Family Residence | Unknown |  | No
1119 | 325 | FOREST HILLS DR | Hallsville | 75650 | FOREST HILLS DR*325 | 32.5134 | -94.5885 | Non-Lead - Plastic | Don't Know |  |  | Non-Lead - Plastic | Unknown |  | Non-Lead | No | No |  | Single Family Residence | Unknown |  | No
1120 | 603 | CAL YOUNG RD | Hallsville | 75650 | CAL YOUNG RD*603 | 32.5135 | -94.5886 | Non-Lead - Plastic | Don't Know |  |  | Non-Lead - Plastic | Unknown |  | Non-Lead | No | No |  | Single Family Residence | Unknown |  | No
1121 | 605 | CAL YOUNG RD | Hallsville | 75650 | CAL YOUNG RD*605 | 32.5134 | -94.5889 | Non-Lead - Plastic | Don't Know |  |  | Non-Lead - Plastic | Unknown |  | Non-Lead | No | No |  | Single Family Residence | Unknown |  | No
1122 | 323 | FOREST HILLS DR | Hallsville | 75650 | FOREST HILLS DR*323 | 32.5133 | -94.5888 | Non-Lead - Plastic | Don't Know |  |  | Non-Lead - Plastic | Unknown |  | Non-Lead | No | No |  | Single Family Residence | Unknown |  | No
1123 | 321 | FOREST HILLS DR | Hallsville | 75650 | FOREST HILLS DR*321 | 32.5133 | -94.5892 | Non-Lead - Plastic | Don't Know |  |  | Non-Lead - Plastic | Unknown |  | Non-Lead | No | No |  | Single Family Residence | Unknown |  | No
1124 | 607 | CAL YOUNG RD | Hallsville | 75650 | CAL YOUNG RD*607 | 32.5133 | -94.5892 | Non-Lead - Plastic | Don't Know |  |  | Non-Lead - Plastic | Unknown |  | Non-Lead | No | No |  | Single Family Residence | Unknown |  | No
1125 | 609 | CAL YOUNG RD | Hallsville | 75650 | CAL YOUNG RD*609 | 32.5132 | -94.5895 | Non-Lead - Plastic | Don't Know |  |  | Non-Lead - Plastic | Unknown |  | Non-Lead | No | No |  | Single Family Residence | Unknown |  | No
1126 | 319 | FOREST HILLS DR | Hallsville | 75650 | FOREST HILLS DR*319 | 32.5131 | -94.5895 | Non-Lead - Plastic | Don't Know |  |  | Non-Lead - Plastic | Unknown |  | Non-Lead | No | No |  | Single Family Residence | Unknown |  | No
1127 | 317 | FOREST HILLS DR | Hallsville | 75650 | FOREST HILLS DR*317 | 32.513169 | -94.589727 | Non-Lead - Plastic | Don't Know | Don't Know |  | Non-Lead - Plastic | Unknown |  | Non-Lead | No | No |  | Single Family Residence | Unknown |  | No
1128 | 611 | CAL YOUNG RD | Hallsville | 75650 | CAL YOUNG RD*611 | 32.5132 | -94.5899 | Non-Lead - Plastic | Don't Know |  |  | Non-Lead - Plastic | Unknown |  | Non-Lead | No | No |  | Single Family Residence | Unknown |  | No
1129 | 613 | CAL YOUNG RD | Hallsville | 75650 | CAL YOUNG RD*613 | 32.5132 | -94.5902 | Non-Lead - Plastic | Don't Know |  |  | Non-Lead - Plastic | Unknown |  | Non-Lead | No | No |  | Single Family Residence | Unknown |  | No
1130 | 315 | FOREST HILLS DR | Hallsville | 75650 | FOREST HILLS DR*315 | 32.5131 | -94.5901 | Non-Lead - Plastic | Don't Know |  |  | Non-Lead - Plastic | Unknown |  | Non-Lead | No | No |  | Single Family Residence | Unknown |  | No
1131 | 313 | FOREST HILLS DR | Hallsville | 75650 | FOREST HILLS DR*313 | 32.5131 | -94.5902 | Non-Lead - Plastic | Don't Know |  |  | Non-Lead - Plastic | Unknown |  | Non-Lead | No | No |  | Single Family Residence | Unknown |  | No
1132 | 615 | CAL YOUNG RD | Hallsville | 75650 | CAL YOUNG RD*615 | 32.5131 | -94.5905 | Non-Lead - Plastic | Don't Know |  |  | Non-Lead - Plastic | Unknown |  | Non-Lead | No | No |  | Single Family Residence | Unknown |  | No
1133 | 311 | FOREST HILLS DR | Hallsville | 75650 | FOREST HILLS DR*311 | 32.5131 | -94.5905 | Non-Lead - Plastic | Don't Know |  |  | Non-Lead - Plastic | Unknown |  | Non-Lead | No | No |  | Single Family Residence | Unknown |  | No
1134 | 309 | FOREST HILLS DR | Hallsville | 75650 | FOREST HILLS DR*309 | 32.5132 | -94.5908 | Non-Lead - Plastic | Don't Know |  |  | Non-Lead - Plastic | Unknown |  | Non-Lead | No | No |  | Single Family Residence | Unknown |  | No
1135 | 617 | CAL YOUNG RD | Hallsville | 75650 | CAL YOUNG RD*617 | 32.513282 | -94.590747 | Non-Lead - Plastic | Don't Know | Don't Know |  | Non-Lead - Plastic | Unknown |  | Non-Lead | No | No |  | Single Family Residence | Unknown |  | No
1136 | 619 | CAL YOUNG RD | Hallsville | 75650 | CAL YOUNG RD*619 | 32.51339 | -94.591043 | Non-Lead - Plastic | Don't Know | Don't Know |  | Non-Lead - Plastic | Unknown |  | Non-Lead | No | No |  | Single Family Residence | Unknown |  | No
1137 | 307 | FOREST HILLS DR | Hallsville | 75650 | FOREST HILLS DR*307 | 32.5133 | -94.5911 | Non-Lead - Plastic | Don't Know |  |  | Non-Lead - Plastic | Unknown |  | Non-Lead | No | No |  | Single Family Residence | Unknown |  | No
1138 | 305 | FOREST HILLS DR | Hallsville | 75650 | FOREST HILLS DR*305 | 32.51344 | -94.591475 | Non-Lead - Plastic | Don't Know | Don't Know |  | Non-Lead - Plastic | Unknown |  | Non-Lead | No | No |  | Single Family Residence | Unknown |  | No
1139 | 621 | CAL YOUNG RD | Hallsville | 75650 | CAL YOUNG RD*621 | 32.513439 | -94.591452 | Non-Lead - Plastic | Don't Know | Don't Know |  | Non-Lead - Plastic | Unknown |  | Non-Lead | No | No |  | Single Family Residence | Unknown |  | No
1140 | 623 | CAL YOUNG RD | Hallsville | 75650 | CAL YOUNG RD*623 | 32.5136 | -94.5921 | Non-Lead - Plastic | Don't Know |  |  | Non-Lead - Plastic | Unknown |  | Non-Lead | No | No |  | Single Family Residence | Unknown |  | No
1141 | 303 | FOREST HILLS DR | Hallsville | 75650 | FOREST HILLS DR*303 | 32.513492 | -94.591747 | Non-Lead - Plastic | Don't Know | Don't Know |  | Non-Lead - Plastic | Unknown |  | Non-Lead | No | No |  | Building | Unknown |  | No
1142 | 301 | FOREST HILLS DR | Hallsville | 75650 | FOREST HILLS DR*301 | 32.5136 | -94.5921 | Non-Lead - Plastic | Don't Know |  |  | Non-Lead - Plastic | Unknown |  | Non-Lead | No | No |  | Single Family Residence | Unknown |  | No
1143 | 625 | CAL YOUNG RD | Hallsville | 75650 | CAL YOUNG RD*625 | 32.5136 | -94.5917 | Non-Lead - Plastic | Don't Know |  |  | Non-Lead - Plastic | Unknown |  | Non-Lead | No | No |  | Single Family Residence | Unknown |  | No
1144 | 627 | CAL YOUNG RD | Hallsville | 75650 | CAL YOUNG RD*627 | 32.5133 | -94.5926 | Non-Lead - Plastic | Don't Know |  |  | Non-Lead - Plastic | Unknown |  | Non-Lead | No | No |  | Single Family Residence | Unknown |  | No
1160 | 600 | CAL YOUNG RD | Hallsville | 75650 | CAL YOUNG RD*600 | 32.5142056 | -94.5882144 | Non-Lead - Plastic | Don't Know | Don't Know |  | Non-Lead - Plastic | Unknown |  | Non-Lead | No | No |  | Single Family Residence | Unknown |  | No
1184 | 322 W | MAIN ST | Hallsville | 75650 | MAIN ST*322 W | 32.505571 | -94.581295 | Non-Lead - Plastic | Don't Know | Don't Know |  | Non-Lead - Plastic | Unknown |  | Non-Lead | No | No |  | Building | Unknown |  | No
1185 | 324 W | MAIN ST | Hallsville | 75650 | MAIN ST*324 W | 32.505674 | -94.581561 | Non-Lead - Plastic | Don't Know | Don't Know |  | Non-Lead - Plastic | Unknown |  | Non-Lead | No | No |  | Building | Unknown |  | No
1189 | 332 W | MAIN ST | Hallsville | 75650 | MAIN ST*332 W | 32.505684 | -94.581702 | Non-Lead - Plastic | Don't Know | Don't Know |  | Non-Lead - Plastic | Unknown |  | Non-Lead | No | No |  | Building | Unknown |  | No
1201 | 101 | INVITATION DR | Hallsville | 75650 | INVITATION DR*101 | 32.514 | -94.5863 | Non-Lead - Plastic | Don't Know |  |  | Non-Lead - Plastic | Unknown |  | Non-Lead | No | No |  | Single Family Residence | Unknown |  | No
1202 | 103 | INVITATION DR | Hallsville | 75650 | INVITATION DR*103 | 32.5133 | -94.5863 | Non-Lead - Plastic | Don't Know |  |  | Non-Lead - Plastic | Unknown |  | Non-Lead | No | No |  | Single Family Residence | Unknown |  | No
1203 | 105 | INVITATION DR | Hallsville | 75650 | INVITATION DR*105 | 32.5131 | -94.5861 | Non-Lead - Plastic | Don't Know |  |  | Non-Lead - Plastic | Unknown |  | Non-Lead | No | No |  | Single Family Residence | Unknown |  | No
1204 | 107 | INVITATION DR | Hallsville | 75650 | INVITATION DR*107 | 32.5126 | -94.5855 | Non-Lead - Plastic | Don't Know |  |  | Non-Lead - Plastic | Unknown |  | Non-Lead | No | No |  | Single Family Residence | Unknown |  | No
1205 | 109 | INVITATION DR | Hallsville | 75650 | INVITATION DR*109 | 32.5121 | -94.5854 | Non-Lead - Plastic | Don't Know |  |  | Non-Lead - Plastic | Unknown |  | Non-Lead | No | No |  | Single Family Residence | Unknown |  | No
1206 | 111 | INVITATION DR | Hallsville | 75650 | INVITATION DR*111 | 32.5117 | -94.5854 | Non-Lead - Plastic | Don't Know |  |  | Non-Lead - Plastic | Unknown |  | Non-Lead | No | No |  | Single Family Residence | Unknown |  | No
1207 | 113 | INVITATION DR | Hallsville | 75650 | INVITATION DR*113 | 32.5114 | -94.5854 | Non-Lead - Plastic | Don't Know |  |  | Non-Lead - Plastic | Unknown |  | Non-Lead | No | No |  | Single Family Residence | Unknown |  | No
1301 | 100 | PROSPER DR #1 | Hallsville | 75650 | PROSPER DR #1*100 | 32.508 | -94.5715 | Non-Lead - Plastic | Don't Know |  |  | Non-Lead - Plastic | Unknown |  | Non-Lead | No | No |  | Multiple Family Residence | Unknown |  | No
1302 | 100 | PROSPER DR #2 | Hallsville | 75650 | PROSPER DR #2*100 | 32.5082 | -94.5715 | Non-Lead - Plastic | Don't Know |  |  | Non-Lead - Plastic | Unknown |  | Non-Lead | No | No |  | Multiple Family Residence | Unknown |  | No
1303 | 100 | PROSPER DR #3 | Hallsville | 75650 | PROSPER DR #3*100 | 32.508 | -94.5716 | Non-Lead - Plastic | Don't Know |  |  | Non-Lead - Plastic | Unknown |  | Non-Lead | No | No |  | Multiple Family Residence | Unknown |  | No
1304 | 100 | PROSPER DR. #4 | Hallsville | 75650 | PROSPER DR. #4*100 | 32.5082 | -94.5715 | Non-Lead - Plastic | Don't Know |  |  | Non-Lead - Plastic | Unknown |  | Non-Lead | No | No |  | Multiple Family Residence | Unknown |  | No
1305 | 100 | PROSPER DR #5 | Hallsville | 75650 | PROSPER DR #5*100 | 32.5086 | -94.5716 | Non-Lead - Plastic | Don't Know |  |  | Non-Lead - Plastic | Unknown |  | Non-Lead | No | No |  | Multiple Family Residence | No |  | No
1306 | 100 | PROSPER DR #6 | Hallsville | 75650 | PROSPER DR #6*100 | 32.5088 | -94.5716 | Non-Lead - Plastic | Don't Know |  |  | Non-Lead - Plastic | Unknown |  | Non-Lead | No | No |  | Multiple Family Residence | Unknown |  | No
1307 | 100 | PROSPER DR #7 | Hallsville | 75650 | PROSPER DR #7*100 | 32.5087 | -94.5716 | Non-Lead - Plastic | Don't Know |  |  | Non-Lead - Plastic | Unknown |  | Non-Lead | No | No |  | Multiple Family Residence | Unknown |  | No
1308 | 100 | PROSPER DR #8 | Hallsville | 75650 | PROSPER DR #8*100 | 32.5089 | -94.5716 | Non-Lead - Plastic | Don't Know |  |  | Non-Lead - Plastic | Unknown |  | Non-Lead | No | No |  | Multiple Family Residence | Unknown |  | No
1309 | 100 | PROSPER DR #9 | Hallsville | 75650 | PROSPER DR #9*100 | 32.509 | -94.5716 | Non-Lead - Plastic | Don't Know |  |  | Non-Lead - Plastic | Unknown |  | Non-Lead | No | No |  | Multiple Family Residence | Unknown |  | No
1310 | 100 | PROSPER DRIVE #10 | Hallsville | 75650 | PROSPER DRIVE #10*100 | 32.509 | -94.5716 | Non-Lead - Plastic | Don't Know |  |  | Non-Lead - Plastic | Unknown |  | Non-Lead | No | No |  | Multiple Family Residence | Unknown |  | No
1498 | 496 W | MAIN ST | Hallsville | 75650 | MAIN ST*496 W | 32.50754853 | -94.58462224 | Non-Lead - Plastic | Don't Know | Don't Know |  | Non-Lead - Plastic | Unknown |  | Non-Lead | No | No |  | Building |  |  | No
1499 | 498 A W | MAIN ST | Hallsville | 75650 | MAIN ST*498 A W | 32.5081 | -94.5858 | Non-Lead - Plastic | Don't Know |  |  | Non-Lead - Plastic | Unknown |  | Non-Lead | No | No |  | Building | Unknown |  | No
1501 | 200 | TOM BROWN PKWY #1 | Hallsville | 75650 | TOM BROWN PKWY #1*200 | 32.5088 | -94.5854 | Non-Lead - Plastic | Don't Know |  |  | Non-Lead - Plastic | Unknown |  | Non-Lead | No | Don't Know |  | Multiple Family Residence | Unknown |  | No
1502 | 200 | TOM BROWN PKWY #2 | Hallsville | 75650 | TOM BROWN PKWY #2*200 | 32.5088 | -94.5853 | Non-Lead - Plastic | Don't Know |  |  | Non-Lead - Plastic | Unknown |  | Non-Lead | No | Don't Know |  | Multiple Family Residence | Unknown |  | No
1503 | 200 | TOM BROWN PKWY #4 | Hallsville | 75650 | TOM BROWN PKWY #4*200 | 32.509 | -94.5854 | Non-Lead - Plastic | Don't Know |  |  | Non-Lead - Plastic | Unknown |  | Non-Lead | No | Don't Know |  | Multiple Family Residence | Unknown |  | No
1504 | 200 | TOM BROWN PKWY #3 | Hallsville | 75650 | TOM BROWN PKWY #3*200 | 32.5089 | -94.5854 | Non-Lead - Plastic | Don't Know |  |  | Non-Lead - Plastic | Unknown |  | Non-Lead | No | Don't Know |  | Multiple Family Residence | Unknown |  | No
1505 | 200 | TOM BROWN PKWY #5 | Hallsville | 75650 | TOM BROWN PKWY #5*200 | 32.5092 | -94.5854 | Non-Lead - Plastic | Don't Know |  |  | Non-Lead - Plastic | Unknown |  | Non-Lead | No | Don't Know |  | Multiple Family Residence | Unknown |  | No
1506 | 200 | TOM BROWN PKWY #6 | Hallsville | 75650 | TOM BROWN PKWY #6*200 | 32.5092 | -94.5854 | Non-Lead - Plastic | Don't Know |  |  | Non-Lead - Plastic | Unknown |  | Non-Lead | No | Don't Know |  | Multiple Family Residence | Unknown |  | No
1507 | 200 | TOM BROWN PKWY #8 | Hallsville | 75650 | TOM BROWN PKWY #8*200 | 32.5092 | -94.5855 | Non-Lead - Plastic | Don't Know |  |  | Non-Lead - Plastic | Unknown |  | Non-Lead | No | No |  | Multiple Family Residence | Unknown |  | No
1508 | 200 | TOM BROWN PKWY #7 | Hallsville | 75650 | TOM BROWN PKWY #7*200 | 32.5092 | -94.5855 | Non-Lead - Plastic | Don't Know |  |  | Non-Lead - Plastic | Unknown |  | Non-Lead | No | Don't Know |  | Multiple Family Residence | Unknown |  | No
1509 | 200 | TOM BROWN PKWY #9 | Hallsville | 75650 | TOM BROWN PKWY #9*200 | 32.5095 | -94.5855 | Non-Lead - Plastic | Don't Know |  |  | Non-Lead - Plastic | Unknown |  | Non-Lead | No | Don't Know |  | Multiple Family Residence | Unknown |  | No
1510 | 200 | TOM BROWN PKWY #10 | Hallsville | 75650 | TOM BROWN PKWY #10*200 | 32.5095 | -94.5856 | Non-Lead - Plastic | Don't Know |  |  | Non-Lead - Plastic | Unknown |  | Non-Lead | No | Don't Know |  | Multiple Family Residence | Unknown |  | No
1511 | 200 | TOM BROWN PKWY #12 | Hallsville | 75650 | TOM BROWN PKWY #12*200 | 32.5095 | -94.5855 | Non-Lead - Plastic | Don't Know |  |  | Non-Lead - Plastic | Unknown |  | Non-Lead | No | Don't Know |  | Multiple Family Residence | Unknown |  | No
1512 | 200 | TOM BROWN PKWY #11 | Hallsville | 75650 | TOM BROWN PKWY #11*200 | 32.5095 | -94.5856 | Non-Lead - Plastic | Don't Know |  |  | Non-Lead - Plastic | Unknown |  | Non-Lead | No | Don't Know |  | Multiple Family Residence | Unknown |  | No
1513 | 200 | TOM BROWN PKWY #13 | Hallsville | 75650 | TOM BROWN PKWY #13*200 | 32.5097 | -94.5858 | Non-Lead - Plastic | Don't Know |  |  | Non-Lead - Plastic | Unknown |  | Non-Lead | No | Don't Know |  | Multiple Family Residence | Unknown |  | No
1514 | 200 | TOM BROWN PKWY #14 | Hallsville | 75650 | TOM BROWN PKWY #14*200 | 32.5097 | -94.5858 | Non-Lead - Plastic | Don't Know |  |  | Non-Lead - Plastic | Unknown |  | Non-Lead | No | Don't Know |  | Multiple Family Residence | Unknown |  | No
1515 | 200 | TOM BROWN PKWY #15 | Hallsville | 75650 | TOM BROWN PKWY #15*200 | 32.5097 | -94.5859 | Non-Lead - Plastic | Don't Know |  |  | Non-Lead - Plastic | Unknown |  | Non-Lead | No | Don't Know |  | Multiple Family Residence | Unknown |  | No
1516 | 200 | TOM BROWN PKWY #16 | Hallsville | 75650 | TOM BROWN PKWY #16*200 | 32.5097 | -94.5859 | Non-Lead - Plastic | Don't Know |  |  | Non-Lead - Plastic | Unknown |  | Non-Lead | No | Don't Know |  | Multiple Family Residence | Unknown |  | No
1517 | 200 | TOM BROWN PKWY #17 | Hallsville | 75650 | TOM BROWN PKWY #17*200 | 32.5097 | -94.5861 | Non-Lead - Plastic | Don't Know |  |  | Non-Lead - Plastic | Unknown |  | Non-Lead | No | Don't Know |  | Multiple Family Residence | Unknown |  | No
1518 | 200 | TOM BROWN PKWY #18 | Hallsville | 75650 | TOM BROWN PKWY #18*200 | 32.5097 | -94.5861 | Non-Lead - Plastic | Don't Know |  |  | Non-Lead - Plastic | Unknown |  | Non-Lead | No | Don't Know |  | Multiple Family Residence | Unknown |  | No
1519 | 200 | TOM BROWN PKWY #19 | Hallsville | 75650 | TOM BROWN PKWY #19*200 | 32.5097 | -94.5863 | Non-Lead - Plastic | Don't Know |  |  | Non-Lead - Plastic | Unknown |  | Non-Lead | No | Don't Know |  | Multiple Family Residence | Unknown |  | No
1520 | 200 | TOM BROWN PKWY #20 | Hallsville | 75650 | TOM BROWN PKWY #20*200 | 32.5097 | -94.5863 | Non-Lead - Plastic | Don't Know |  |  | Non-Lead - Plastic | Unknown |  | Non-Lead | No | Don't Know |  | Multiple Family Residence | Unknown |  | No
1521 | 200 | TOM BROWN PKWY #27 | Hallsville | 75650 | TOM BROWN PKWY #27*200 | 32.5091 | -94.5862 | Non-Lead - Plastic | Don't Know |  |  | Non-Lead - Plastic | Unknown |  | Non-Lead | No | Don't Know |  | Multiple Family Residence | Unknown |  | No
1522 | 200 | TOM BROWN PKWY #28 | Hallsville | 75650 | TOM BROWN PKWY #28*200 | 32.5091 | -94.5862 | Non-Lead - Plastic | Don't Know |  |  | Non-Lead - Plastic | Unknown |  | Non-Lead | No | Don't Know |  | Multiple Family Residence | Unknown |  | No
1523 | 200 | TOM BROWN PKWY #24 | Hallsville | 75650 | TOM BROWN PKWY #24*200 | 32.5092 | -94.5862 | Non-Lead - Plastic | Don't Know |  |  | Non-Lead - Plastic | Unknown |  | Non-Lead | No | Don't Know |  | Multiple Family Residence | Unknown |  | No
1524 | 200 | TOM BROWN PKWY #23 | Hallsville | 75650 | TOM BROWN PKWY #23*200 | 32.5092 | -94.5862 | Non-Lead - Plastic | Don't Know |  |  | Non-Lead - Plastic | Unknown |  | Non-Lead | No | Don't Know |  | Multiple Family Residence | Unknown |  | No
1525 | 200 | TOM BROWN PKWY #21 | Hallsville | 75650 | TOM BROWN PKWY #21*200 | 32.5095 | -94.5863 | Non-Lead - Plastic | Don't Know |  |  | Non-Lead - Plastic | Unknown |  | Non-Lead | No | Don't Know |  | Multiple Family Residence | Unknown |  | No
1526 | 200 | TOM BROWN PKWY #22 | Hallsville | 75650 | TOM BROWN PKWY #22*200 | 32.5095 | -94.5862 | Non-Lead - Plastic | Don't Know |  |  | Non-Lead - Plastic | Unknown |  | Non-Lead | No | Don't Know |  | Multiple Family Residence | Unknown |  | No
1527 | 200 | TOM BROWN PKWY | Hallsville | 75650 | TOM BROWN PKWY*200 | 32.5095 | -94.5859 | Non-Lead - Plastic | Don't Know |  |  | Non-Lead - Plastic | Unknown |  | Non-Lead | No | Don't Know |  | Building | Unknown |  | No
1528 | 200 | TOM BROWN PKWY #26 | Hallsville | 75650 | TOM BROWN PKWY #26*200 | 32.5092 | -94.5859 | Non-Lead - Plastic | Don't Know |  |  | Non-Lead - Plastic | Unknown |  | Non-Lead | No | Don't Know |  | Multiple Family Residence | Unknown |  | No
1529 | 200 | TOM BROWN PKWY. #25 | Hallsville | 75650 | TOM BROWN PKWY. #25*200 | 32.5092 | -94.5859 | Non-Lead - Plastic | Don't Know |  |  | Non-Lead - Plastic | Unknown |  | Non-Lead | No | Don't Know |  | Multiple Family Residence | Unknown |  | No
1530 | 200 | TOM BROWN PKWY #29 | Hallsville | 75650 | TOM BROWN PKWY #29*200 | 32.5092 | -94.5859 | Non-Lead - Plastic | Don't Know |  |  | Non-Lead - Plastic | Unknown |  | Non-Lead | No | Don't Know |  | Multiple Family Residence | Unknown |  | No
1531 | 200 | TOM BROWN PKWY #30 | Hallsville | 75650 | TOM BROWN PKWY #30*200 | 32.5092 | -94.5859 | Non-Lead - Plastic | Don't Know |  |  | Non-Lead - Plastic | Unknown |  | Non-Lead | No | Don't Know |  | Multiple Family Residence | Unknown |  | No
1532 | 200 | TOM BROWN PKWY #31 | Hallsville | 75650 | TOM BROWN PKWY #31*200 | 32.5089 | -94.5857 | Non-Lead - Plastic | Don't Know |  |  | Non-Lead - Plastic | Unknown |  | Non-Lead | No | Don't Know |  | Multiple Family Residence | Unknown |  | No
1533 | 200 | TOM BROWN PKWY #32 | Hallsville | 75650 | TOM BROWN PKWY #32*200 | 32.5089 | -94.5859 | Non-Lead - Plastic | Don't Know |  |  | Non-Lead - Plastic | Unknown |  | Non-Lead | No | Don't Know |  | Multiple Family Residence | Unknown |  | No
1534 | 101 | BELLE RIVA DR | Hallsville | 75650 | BELLE RIVA DR*101 | 32.494665 | -94.573564 | Non-Lead - Plastic | Don't Know | Don't Know |  | Non-Lead - Plastic | Unknown |  | Non-Lead | No | No |  | Multiple Family Residence | Unknown |  | No
1541 | 107 | BELLE RIVA DR | Hallsville | 75650 | BELLE RIVA DR*107 | 32.494285 | -94.573705 | Non-Lead - Plastic | Don't Know | Don't Know |  | Non-Lead - Plastic | Unknown |  | Non-Lead | No | No |  | Multiple Family Residence | Unknown |  | No
1550 | 117 | BELLE RIVA DR | Hallsville | 75650 | BELLE RIVA DR*117 | 32.494063 | -94.573925 | Non-Lead - Plastic | Don't Know | Don't Know |  | Non-Lead - Plastic | Unknown |  | Non-Lead | No | No |  | Multiple Family Residence | Unknown |  | No
1551 | 118 | BELLE RIVA DR | Hallsville | 75650 | BELLE RIVA DR*118 | 32.494451 | -94.575494 | Non-Lead - Plastic | Don't Know | Don't Know |  | Non-Lead - Plastic | Unknown |  | Non-Lead | No | No |  | Multiple Family Residence | Unknown |  | No
1558 | 125 | BELLE RIVA DR | Hallsville | 75650 | BELLE RIVA DR*125 | 32.494065 | -94.574457 | Non-Lead - Plastic | Don't Know | Don't Know |  | Non-Lead - Plastic | Unknown |  | Non-Lead | No | No |  | Multiple Family Residence | Unknown |  | No
1561 | 127 | BELLE RIVA DR | Hallsville | 75650 | BELLE RIVA DR*127 | 32.494009 | -94.574641 | Non-Lead - Plastic | Don't Know | Don't Know |  | Non-Lead - Plastic | Unknown |  | Non-Lead | No | No |  | Multiple Family Residence | Unknown |  | No
1564 | 129 | BELLE RIVA DR | Hallsville | 75650 | BELLE RIVA DR*129 | 32.493965 | -94.574741 | Non-Lead - Plastic | Don't Know | Don't Know |  | Non-Lead - Plastic | Unknown |  | Non-Lead | No | No |  | Multiple Family Residence | Unknown |  | No
1566 | 131 | BELLE RIVA DR | Hallsville | 75650 | BELLE RIVA DR*131 | 32.494007 | -94.574973 | Non-Lead - Plastic | Don't Know | Don't Know |  | Non-Lead - Plastic | Unknown |  | Non-Lead | No | No |  | Multiple Family Residence | Unknown |  | No
1574 | 149 | BELLE RIVA DR | Hallsville | 75650 | BELLE RIVA DR*149 | 32.494054 | -94.576044 | Non-Lead - Plastic | Don't Know | Don't Know |  | Non-Lead - Plastic | Unknown |  | Non-Lead | No | No |  | Multiple Family Residence | Unknown |  | No
1578 | 157 | BELLE RIVA DR | Hallsville | 75650 | BELLE RIVA DR*157 | 32.494499 | -94.575652 | Non-Lead - Plastic | Don't Know | Don't Know |  | Non-Lead - Plastic | Unknown |  | Non-Lead | No | No |  | Multiple Family Residence | Unknown |  | No
1581 | 159 | BELLE RIVA DR | Hallsville | 75650 | BELLE RIVA DR*159 | 32.494489 | -94.575673 | Non-Lead - Plastic | Don't Know | Don't Know |  | Non-Lead - Plastic | Unknown |  | Non-Lead | No | No |  | Multiple Family Residence | Unknown |  | No
1598 | 118 | PROVIDENCE CIR | Hallsville | 75650 | PROVIDENCE CIR*118 | 32.5114 | -94.592107 | Non-Lead - Plastic | Don't Know | Don't Know |  | Non-Lead - Plastic | Unknown |  | Non-Lead | No | No |  | Building | Unknown |  | No
1600 | 120 | PROVIDENCE CIR | Hallsville | 75650 | PROVIDENCE CIR*120 | 32.512052 | -94.593461 | Non-Lead - Plastic | Don't Know |  |  | Non-Lead - Plastic |  |  | Non-Lead |  |  |  | Building | Unknown
1601 | 700 W | MAIN ST | Hallsville | 75650 | MAIN ST*700 W | 32.510491 | -94.591505 | Non-Lead - Plastic | Don't Know | Don't Know |  | Non-Lead - Plastic | Unknown |  | Non-Lead | No | No |  | Building | Unknown |  | No
1602 | 700 W | MAIN ST | Hallsville | 75650 | MAIN ST*700 W | 32.510491 | -94.591505 | Non-Lead - Plastic | Don't Know | Don't Know |  | Non-Lead - Plastic | Unknown |  | Non-Lead | No | No |  | Building | Unknown |  | No
1603 | 702 W | MAIN ST | Hallsville | 75650 | MAIN ST*702 W | 32.5105 | -94.5932 | Non-Lead - Plastic | Don't Know |  |  | Non-Lead - Copper | Unknown |  | Non-Lead | No | Don't Know |  | Building | Unknown |  | No
1604 | 200 | RENAISSANCE DR | Hallsville | 75650 | RENAISSANCE DR*200 | 32.512337 | -94.593498 | Non-Lead - Plastic | Don't Know | Don't Know |  | Non-Lead - Plastic | Unknown |  | Non-Lead | No | No |  | Building | Unknown |  | No
1605 | 204 | RENAISSANCE DR | Hallsville | 75650 | RENAISSANCE DR*204 | 32.512369 | -94.593509 | Non-Lead - Plastic | Don't Know | Don't Know |  | Non-Lead - Plastic | Unknown |  | Non-Lead | No | No |  | Building | Unknown |  | No
1606 | 704 W | MAIN ST | Hallsville | 75650 | MAIN ST*704 W | 32.5105 | -94.5932 | Non-Lead - Plastic | Don't Know |  |  | Non-Lead - Plastic | Unknown |  | Non-Lead | No | No |  | Building | Unknown |  | No
1607 | 706 W | MAIN ST | Hallsville | 75650 | MAIN ST*706 W | 32.5106 | -94.5932 | Non-Lead - Plastic | Don't Know |  |  | Non-Lead - Plastic | Unknown |  | Non-Lead | No | No |  | Building | Unknown |  | No
1609 | 210 | RENAISSANCE DR | Hallsville | 75650 | RENAISSANCE DR*210 | 32.512342 | -94.593541 | Non-Lead - Plastic | No |  |  | Non-Lead - Plastic |  |  | Non-Lead |  |  |  | Building | Unknown
1610 | 708 W | MAIN ST | Hallsville | 75650 | MAIN ST*708 W | 32.511622 | -94.59352 | Non-Lead - Plastic | Don't Know | Don't Know |  | Non-Lead - Plastic | Unknown |  | Non-Lead | No | No |  | Building | Unknown |  | No
1611 | 214 | RENAISSANCE DR | Hallsville | 75650 | RENAISSANCE DR*214 | 32.51283 | -94.593713 | Non-Lead - Plastic | Don't Know | Don't Know |  | Non-Lead - Plastic | Unknown |  | Non-Lead | No | No |  | Building | Unknown |  | No
1612 | 708 W | MAIN ST | Hallsville | 75650 | MAIN ST*708 W | 32.511622 | -94.593520 | Non-Lead - Plastic | Don't Know |  |  | Non-Lead - Plastic |  |  | Non-Lead |  |  |  | Building | Unknown
1613 | 222 | & 224 RENAISSANCE DR | Hallsville | 75650 | & 224 RENAISSANCE DR*222 | 32.512814 | -94.593708 | Non-Lead - Plastic | Don't Know |  |  | Non-Lead - Plastic | Unknown |  | Non-Lead | No | No |  | Building | Unknown |  | No
1614 | 227 | RENAISSANCE DR | Hallsville | 75650 | RENAISSANCE DR*227 | 32.513006 | -94.593748 | Non-Lead - Plastic | Don't Know | Don't Know |  | Non-Lead - Plastic | Unknown |  | Non-Lead | No | No |  | Building | Unknown |  | No
1615 | 205 | RENAISSANCE DR | Hallsville | 75650 | RENAISSANCE DR*205 | 32.512323 | -94.593553 | Non-Lead - Plastic | Don't Know | Don't Know |  | Non-Lead - Plastic | Unknown |  | Non-Lead | No | No |  | Building | Unknown |  | No
1616 | 220 | RENAISSANCE DR | Hallsville | 75650 | RENAISSANCE DR*220 | 32.51283 | -94.593653 | Non-Lead - Plastic | Don't Know | Don't Know |  | Non-Lead - Plastic | Unknown |  | Non-Lead | No | No |  | Building | Unknown |  | No
1617 | 221 | RENAISSANCE DR | Hallsville | 75650 | RENAISSANCE DR*221 | 32.513014 | -94.593786 | Non-Lead - Plastic | Don't Know | Don't Know |  | Non-Lead - Plastic | Unknown |  | Non-Lead | No | No |  | Building | Unknown |  | No
1618 | 218 | RENAISSANCE DR | Hallsville | 75650 | RENAISSANCE DR*218 | 32.512782 | -94.593711 | Non-Lead - Plastic | Don't Know | Don't Know |  | Non-Lead - Plastic | Unknown |  | Non-Lead | No | No |  | Building | Unknown |  | No
1619 | 233 | RENAISSANCE DR | Hallsville | 75650 | RENAISSANCE DR*233 | 32.513032 | -94.593781 | Non-Lead - Plastic | Don't Know | Don't Know |  | Non-Lead - Plastic | Unknown |  | Non-Lead | No | No |  | Building | Unknown |  | No
1620 | 209 | RENAISSANCE DR | Hallsville | 75650 | RENAISSANCE DR*209 | 32.512363 | -94.593515 | Non-Lead - Plastic | Don't Know | Don't Know |  | Non-Lead - Plastic | Unknown |  | Non-Lead | No | No |  | Building | Unknown |  | No
1621 | 212 | RENAISSANCE DR | Hallsville | 75650 | RENAISSANCE DR*212 | 32.512838 | -94.593695 | Non-Lead - Plastic | Don't Know | Don't Know |  | Non-Lead - Plastic | Unknown |  | Non-Lead | No | No |  | Building | Unknown |  | No
1622 | 207 | RENAISSANCE DR | Hallsville | 75650 | RENAISSANCE DR*207 | 32.512365 | -94.593526 | Non-Lead - Plastic | Don't Know | Don't Know |  | Non-Lead - Plastic | Unknown |  | Non-Lead | No | No |  | Building | Unknown |  | No
1623 | 213 | RENAISSANCE DR | Hallsville | 75650 | RENAISSANCE DR*213 | 32.513015 | -94.593799 | Non-Lead - Plastic | Don't Know | Don't Know |  | Non-Lead - Plastic | Unknown |  | Non-Lead | No | No |  | Building | Unknown |  | No
1634 | 100 | CHAMPIONS DR | Hallsville | 75650 | CHAMPIONS DR*100 | 32.495757 | -94.565979 | Non-Lead - Plastic | Don't Know | Don't Know |  | Non-Lead - Plastic | Unknown |  | Non-Lead | No | No |  | Single Family Residence | Unknown |  | No
1635 | 102 | CHAMPIONS DR | Hallsville | 75650 | CHAMPIONS DR*102 | 32.495766 | -94.565963 | Non-Lead - Plastic | Don't Know | Don't Know |  | Non-Lead - Plastic | Unknown |  | Non-Lead | No | No |  | Single Family Residence | Unknown |  | No
1636 | 103 | CHAMPIONS DR | Hallsville | 75650 | CHAMPIONS DR*103 | 32.495715 | -94.566116 | Non-Lead - Plastic | Don't Know | Don't Know |  | Non-Lead - Plastic | Unknown |  | Non-Lead | No | No |  | Single Family Residence | Unknown |  | No
1638 | 104 | CHAMPIONS DR | Hallsville | 75650 | CHAMPIONS DR*104 | 32.496088 | -94.565925 | Non-Lead - Plastic | Don't Know | Don't Know |  | Non-Lead - Plastic | Unknown |  | Non-Lead | No | No |  | Single Family Residence | Unknown |  | No
1640 | 106 | CHAMPIONS DR | Hallsville | 75650 | CHAMPIONS DR*106 | 32.496109 | -94.565925 | Non-Lead - Plastic | Don't Know | Don't Know |  | Non-Lead - Plastic | Unknown |  | Non-Lead | No | No |  | Single Family Residence | Unknown |  | No
1641 | 107 | CHAMPIONS DR | Hallsville | 75650 | CHAMPIONS DR*107 | 32.496057 | -94.566118 | Non-Lead - Plastic | Don't Know | Don't Know |  | Non-Lead - Plastic | Unknown |  | Non-Lead | No | No |  | Single Family Residence | Unknown |  | No
1642 | 108 | CHAMPIONS DR | Hallsville | 75650 | CHAMPIONS DR*108 | 32.496373 | -94.565989 | Non-Lead - Plastic | Don't Know | Don't Know |  | Non-Lead - Plastic | Unknown |  | Non-Lead | No | No |  | Single Family Residence | Unknown |  | No
1644 | 110 | CHAMPIONS DR | Hallsville | 75650 | CHAMPIONS DR*110 | 32.496414 | -94.565941 | Non-Lead - Plastic | Don't Know | Don't Know |  | Non-Lead - Plastic | Unknown |  | Non-Lead | No | No |  | Single Family Residence | Unknown |  | No
1647 | 100 | BALL PARK DR | Hallsville | 75650 | BALL PARK DR*100 | 32.49572 | -94.565141 | Non-Lead - Plastic | Don't Know | Don't Know |  | Non-Lead - Plastic | Unknown |  | Non-Lead | No | No |  | Single Family Residence | Unknown |  | No
1648 | 101 | BALL PARK DR | Hallsville | 75650 | BALL PARK DR*101 | 32.495749 | -94.565402 | Non-Lead - Plastic | Don't Know | Don't Know |  | Non-Lead - Plastic | Unknown |  | Non-Lead | No | No |  | Single Family Residence | Unknown |  | No
1649 | 102 | BALL PARK DR | Hallsville | 75650 | BALL PARK DR*102 | 32.495771 | -94.565147 | Non-Lead - Plastic | Don't Know | Don't Know |  | Non-Lead - Plastic | Unknown |  | Non-Lead | No | No |  | Single Family Residence | Unknown |  | No
1651 | 104 | BALL PARK DR | Hallsville | 75650 | BALL PARK DR*104 | 32.496101 | -94.565171 | Non-Lead - Plastic | Don't Know | Don't Know |  | Non-Lead - Plastic | Unknown |  | Non-Lead | No | No |  | Single Family Residence | Unknown |  | No
1653 | 106 | BALL PARK DR | Hallsville | 75650 | BALL PARK DR*106 | 32.496097 | -94.565224 | Non-Lead - Plastic | Don't Know | Don't Know |  | Non-Lead - Plastic | Unknown |  | Non-Lead | No | No |  | Single Family Residence | Unknown |  | No
1655 | 108 | BALL PARK DR | Hallsville | 75650 | BALL PARK DR*108 | 32.496403 | -94.565149 | Non-Lead - Plastic | Don't Know | Don't Know |  | Non-Lead - Plastic | Unknown |  | Non-Lead | No | No |  | Single Family Residence | Unknown |  | No
1658 | 111 | BALL PARK DR | Hallsville | 75650 | BALL PARK DR*111 | 32.496406 | -94.565377 | Non-Lead - Plastic | Don't Know | Don't Know |  | Non-Lead - Plastic | Unknown |  | Non-Lead | No | No |  | Single Family Residence | Unknown |  | No
1660 | 101 | LETTERMAN LN | Hallsville | 75650 | LETTERMAN LN*101 | 32.496728 | -94.566321 | Non-Lead - Plastic | Don't Know | Don't Know |  | Non-Lead - Plastic | Unknown |  | Non-Lead | No | No |  | Single Family Residence | Unknown |  | No
1661 | 103 | LETTERMAN LN | Hallsville | 75650 | LETTERMAN LN*103 | 32.496741 | -94.566278 | Non-Lead - Plastic | Don't Know | Don't Know |  | Non-Lead - Plastic | Unknown |  | Non-Lead | No | No |  | Single Family Residence | Unknown |  | No
1662 | 105 | LETTERMAN LN | Hallsville | 75650 | LETTERMAN LN*105 | 32.496752 | -94.565876 | Non-Lead - Plastic | Don't Know | Don't Know |  | Non-Lead - Plastic | Unknown |  | Non-Lead | No | No |  | Single Family Residence | Unknown |  | No
1664 | 109 | LETTERMAN LN | Hallsville | 75650 | LETTERMAN LN*109 | 32.496777 | -94.565483 | Non-Lead - Plastic | Don't Know | Don't Know |  | Non-Lead - Plastic | Unknown |  | Non-Lead | No | No |  | Single Family Residence | Unknown |  | No
1665 | 111 | LETTERMAN LN | Hallsville | 75650 | LETTERMAN LN*111 | 32.496783 | -94.565486 | Non-Lead - Plastic | Don't Know | Don't Know |  | Non-Lead - Plastic | Unknown |  | Non-Lead | No | No |  | Single Family Residence | Unknown |  | No
1672 | 204 | LAFOY LN | Hallsville | 75650 | LAFOY LN*204 | 32.49737 | -94.57138 | Non-Lead - Plastic | Don't Know | Don't Know |  | Non-Lead - Plastic | Unknown |  | Non-Lead | No | No |  | Single Family Residence | Unknown |  | No
1688 | 105 | CIDER POINT LN | Hallsville | 75650 | CIDER POINT LN*105 | 32.512372 | -94.592847 | Non-Lead - Plastic | Don't Know | Don't Know |  | Non-Lead - Plastic | Unknown |  | Non-Lead | No | No |  | Single Family Residence | Unknown |  | No
1700 | 602 W | MAIN ST | Hallsville | 75650 | MAIN ST*602 W | 32.5099 | -94.5909 | Non-Lead - Plastic | Don't Know |  |  | Non-Lead - Plastic | Unknown |  | Non-Lead | No | No |  | Building | Unknown |  | No
1701 | 602 W | MAIN ST | Hallsville | 75650 | MAIN ST*602 W | 32.5099 | -94.5909 | Non-Lead - Plastic | Don't Know |  |  | Non-Lead - Plastic | Unknown |  | Non-Lead | No | No |  | Building | Unknown |  | No
1740 | 1 | LIVE OAK CIRCLE | Hallsville | 75650 | LIVE OAK CIRCLE*1 | 32.498378 | -94.576306 | Non-Lead - Plastic | Don't Know | Don't Know |  | Non-Lead - Plastic | Unknown |  | Non-Lead | No | No |  | Multiple Family Residence | Unknown |  | No
1741 | 2 | LIVE OAK CIRCLE | Hallsville | 75650 | LIVE OAK CIRCLE*2 | 32.498366 | -94.576378 | Non-Lead - Plastic | Don't Know | Don't Know |  | Non-Lead - Plastic | Unknown |  | Non-Lead | No | No |  | Multiple Family Residence | Unknown |  | No
1742 | 3 | LIVE OAK CIRCLE | Hallsville | 75650 | LIVE OAK CIRCLE*3 | 32.498417 | -94.57631 | Non-Lead - Plastic | Don't Know | Don't Know |  | Non-Lead - Plastic | Unknown |  | Non-Lead | No | No |  | Multiple Family Residence | Unknown |  | No
1743 | 4 | LIVE OAK CIRCLE | Hallsville | 75650 | LIVE OAK CIRCLE*4 | 32.498368 | -94.576341 | Non-Lead - Plastic | Don't Know | Don't Know |  | Non-Lead - Plastic | Unknown |  | Non-Lead | No | No |  | Multiple Family Residence | Unknown |  | No
1744 | 5 | LIVE OAK CIRCLE | Hallsville | 75650 | LIVE OAK CIRCLE*5 | 32.498374 | -94.57631 | Non-Lead - Plastic | Don't Know | Don't Know |  | Non-Lead - Plastic | Unknown |  | Non-Lead | No | No |  | Multiple Family Residence | Unknown |  | No
1745 | 6 | LIVE OAK CIRCLE | Hallsville | 75650 | LIVE OAK CIRCLE*6 | 32.498369 | -94.576304 | Non-Lead - Plastic | Don't Know | Don't Know |  | Non-Lead - Plastic | Unknown |  | Non-Lead | No | No |  | Multiple Family Residence | Unknown |  | No
1746 | 7 | LIVE OAK CIRCLE | Hallsville | 75650 | LIVE OAK CIRCLE*7 | 32.498298 | -94.576346 | Non-Lead - Plastic | Don't Know |  |  | Non-Lead - Plastic | Unknown |  | Non-Lead |  | Don't Know |  | Multiple Family Residence | Unknown
1747 | 8 | LIVE OAK CIRCLE | Hallsville | 75650 | LIVE OAK CIRCLE*8 | 32.498365 | -94.576324 | Non-Lead - Plastic | Don't Know | Don't Know |  | Non-Lead - Plastic | Unknown |  | Non-Lead | No | No |  | Multiple Family Residence | Unknown |  | No
1748 | 9 | LIVE OAK CIRCLE | Hallsville | 75650 | LIVE OAK CIRCLE*9 | 32.498355 | -94.576314 | Non-Lead - Plastic | Don't Know | Don't Know |  | Non-Lead - Plastic | Unknown |  | Non-Lead | No | No |  | Multiple Family Residence | Unknown |  | No
1749 | 10 | LIVE OAK CIRCLE | Hallsville | 75650 | LIVE OAK CIRCLE*10 | 32.498352 | -94.576313 | Non-Lead - Plastic | Don't Know | Don't Know |  | Non-Lead - Plastic | Unknown |  | Non-Lead | No | No |  | Multiple Family Residence | Unknown |  | No
1750 | 11 | LIVE OAK CIRCLE | Hallsville | 75650 | LIVE OAK CIRCLE*11 | 32.498378 | -94.576306 | Non-Lead - Plastic | Don't Know | Don't Know |  | Non-Lead - Plastic | Unknown |  | Non-Lead | No | No |  | Multiple Family Residence | Unknown |  | No
1752 | 12 | LIVE OAK CIRCLE | Hallsville | 75650 | LIVE OAK CIRCLE*12 | 32.498366 | -94.576378 | Non-Lead - Plastic | Don't Know | Don't Know |  | Non-Lead - Plastic | Unknown |  | Non-Lead | No | No |  | Multiple Family Residence | Unknown |  | No
1753 | 13 | LIVE OAK CIRCLE | Hallsville | 75650 | LIVE OAK CIRCLE*13 | 32.498417 | -94.57631 | Non-Lead - Plastic | Don't Know | Don't Know |  | Non-Lead - Plastic | Unknown |  | Non-Lead | No | No |  | Multiple Family Residence | Unknown |  | No
1802 | 802 W | MAIN ST | Hallsville | 75650 | MAIN ST*802 W | 32.511936 | -94.594341 | Non-Lead - Plastic | Don't Know | Don't Know |  | Non-Lead - Plastic | Unknown |  | Non-Lead | No | No |  | Building | Unknown |  | No
1803 | 802 W | MAIN ST | Hallsville | 75650 | MAIN ST*802 W | 32.511936 | -94.594341 | Non-Lead - Plastic | Don't Know | Don't Know |  | Non-Lead - Plastic | Unknown |  | Non-Lead | No | No |  | Building | Unknown |  | No
1917 | 110 A | BRANCH ST | Hallsville | 75650 | BRANCH ST*110 A | 32.5055 | -94.5871 | Non-Lead - Plastic | Don't Know |  |  | Non-Lead - Plastic | Unknown |  | Non-Lead | No | No |  | Multiple Family Residence | Unknown |  | No
1918 | 110 | B BRANCH ST | Hallsville | 75650 | B BRANCH ST*110 | 32.5055 | -94.5872 | Non-Lead - Plastic | Don't Know |  |  | Non-Lead - Plastic | Unknown |  | Non-Lead | No | No |  | Multiple Family Residence | Unknown |  | No
1919 | 112 A | BRANCH ST | Hallsville | 75650 | BRANCH ST*112 A | 32.5052 | -94.5872 | Non-Lead - Plastic | Don't Know |  |  | Non-Lead - Plastic | Unknown |  | Non-Lead | No | No |  | Multiple Family Residence | Unknown |  | No
1920 | 112 B | BRANCH ST | Hallsville | 75650 | BRANCH ST*112 B | 32.5052 | -94.5872 | Non-Lead - Plastic | Don't Know |  |  | Non-Lead - Plastic | Unknown |  | Non-Lead | No | No |  | Multiple Family Residence | Unknown |  | No
1921 | 114 A | BRANCH ST | Hallsville | 75650 | BRANCH ST*114 A | 32.505 | -94.5872 | Non-Lead - Plastic | Don't Know |  |  | Non-Lead - Plastic | Unknown |  | Non-Lead | No | No |  | Multiple Family Residence | Unknown |  | No
1922 | 114 B | BRANCH ST | Hallsville | 75650 | BRANCH ST*114 B | 32.505 | -94.5872 | Non-Lead - Plastic | Don't Know |  |  | Non-Lead - Plastic | Unknown |  | Non-Lead | No | No |  | Multiple Family Residence | Unknown |  | No
1923 | 116 A | BRANCH ST | Hallsville | 75650 | BRANCH ST*116 A | 32.5047 | -94.5873 | Non-Lead - Plastic | Don't Know |  |  | Non-Lead - Plastic | Unknown |  | Non-Lead | No | No |  | Multiple Family Residence | Unknown |  | No
1924 | 116 B | BRANCH ST | Hallsville | 75650 | BRANCH ST*116 B | 32.5048 | -94.5873 | Non-Lead - Plastic | Don't Know |  |  | Non-Lead - Plastic | Unknown |  | Non-Lead | No | No |  | Multiple Family Residence | Unknown |  | No
1925 | 118 A | BRANCH ST | Hallsville | 75650 | BRANCH ST*118 A | 32.5077 | -94.5856 | Non-Lead - Plastic | Don't Know |  |  | Non-Lead - Plastic | Unknown |  | Non-Lead | No | No |  | Multiple Family Residence | Unknown |  | No
1926 | 118 B | BRANCH ST | Hallsville | 75650 | BRANCH ST*118 B | 32.5043 | -94.5874 | Non-Lead - Plastic | Don't Know |  |  | Non-Lead - Plastic | Unknown |  | Non-Lead | No | No |  | Multiple Family Residence | Unknown |  | No
1941 | 206 E | MAIN ST | Hallsville | 75650 | MAIN ST*206 E | 32.5044939 | -94.5724797 | Non-Lead - Plastic | Don't Know | Don't Know |  | Non-Lead - Plastic | Unknown |  | Non-Lead | No | No |  | Building | Unknown |  | No
1975 | 103 D W | CEDAR ST | Hallsville | 75650 | CEDAR ST*103 D W | 32.499312 | -94.57435 | Non-Lead - Plastic | Don't Know | Don't Know |  | Non-Lead - Plastic | Unknown |  | Non-Lead | No | No |  | Multiple Family Residence | Unknown |  | No
1977 | 336 | W MAIN ST | Hallsville | 75650 | W MAIN ST*336 | 32.505658 | -94.581658 | Non-Lead - Plastic | Don't Know |  |  | Non-Lead - Plastic | Unknown |  | Non-Lead |  | Don't Know |  | Building | Unknown
2000 | 100 | LEMONS DR | Hallsville | 75650 | LEMONS DR*100 | 32.4921 | -94.575 | Non-Lead - Plastic | Don't Know |  |  | Non-Lead - Plastic | Unknown |  | Non-Lead | No | No |  | Multiple Family Residence | Unknown |  | No
2001 | 101 | LEMONS DR | Hallsville | 75650 | LEMONS DR*101 | 32.4919 | -94.5752 | Non-Lead - Plastic | Don't Know |  |  | Non-Lead - Plastic | Unknown |  | Non-Lead | No | No |  | Multiple Family Residence | Unknown |  | No
2002 | 102 | LEMONS DR | Hallsville | 75650 | LEMONS DR*102 | 32.4921 | -94.575 | Non-Lead - Plastic | Don't Know |  |  | Non-Lead - Plastic | Unknown |  | Non-Lead | No | No |  | Multiple Family Residence | Unknown |  | No
2003 | 103 | LEMONS DR | Hallsville | 75650 | LEMONS DR*103 | 32.4919 | -94.5752 | Non-Lead - Plastic | Don't Know |  |  | Non-Lead - Plastic | Unknown |  | Non-Lead | No | No |  | Multiple Family Residence | Unknown |  | No
2004 | 104 | LEMONS DR | Hallsville | 75650 | LEMONS DR*104 | 32.4921 | -94.575 | Non-Lead - Plastic | Don't Know |  |  | Non-Lead - Plastic | Unknown |  | Non-Lead | No | No |  | Multiple Family Residence | Unknown |  | No
2005 | 105 | LEMONS DR | Hallsville | 75650 | LEMONS DR*105 | 32.4919 | -94.5752 | Non-Lead - Plastic | Don't Know |  |  | Non-Lead - Plastic | Unknown |  | Non-Lead | No | No |  | Multiple Family Residence | Unknown |  | No
2006 | 106 | LEMONS DR | Hallsville | 75650 | LEMONS DR*106 | 32.4922 | -94.5754 | Non-Lead - Plastic | Don't Know |  |  | Non-Lead - Plastic | Unknown |  | Non-Lead | No | No |  | Multiple Family Residence | Unknown |  | No
2007 | 107 | LEMONS DR | Hallsville | 75650 | LEMONS DR*107 | 32.492 | -94.5756 | Non-Lead - Plastic | Don't Know |  |  | Non-Lead - Plastic | Unknown |  | Non-Lead | No | No |  | Multiple Family Residence | Unknown |  | No
2008 | 108 | LEMONS DR | Hallsville | 75650 | LEMONS DR*108 | 32.4922 | -94.5754 | Non-Lead - Plastic | Don't Know |  |  | Non-Lead - Plastic | Unknown |  | Non-Lead | No | No |  | Multiple Family Residence | Unknown |  | No
2009 | 109 | LEMONS DR | Hallsville | 75650 | LEMONS DR*109 | 32.492 | -94.5756 | Non-Lead - Plastic | Don't Know |  |  | Non-Lead - Plastic | Unknown |  | Non-Lead | No | No |  | Multiple Family Residence | Unknown |  | No
2010 | 110 | LEMONS DR | Hallsville | 75650 | LEMONS DR*110 | 32.4921 | -94.5755 | Non-Lead - Plastic | Don't Know |  |  | Non-Lead - Plastic | Unknown |  | Non-Lead | No | No |  | Multiple Family Residence | Unknown |  | No
2011 | 111 | LEMONS DR | Hallsville | 75650 | LEMONS DR*111 | 32.492 | -94.5756 | Non-Lead - Plastic | Don't Know |  |  | Non-Lead - Plastic | Unknown |  | Non-Lead | No | No |  | Multiple Family Residence | Unknown |  | No
2012 | 112 | LEMONS DR | Hallsville | 75650 | LEMONS DR*112 | 32.4922 | -94.5755 | Non-Lead - Plastic | Don't Know |  |  | Non-Lead - Plastic | Unknown |  | Non-Lead | No | No |  | Multiple Family Residence | Unknown |  | No
2013 | 113 | LEMONS DR | Hallsville | 75650 | LEMONS DR*113 | 32.491998 | -94.575627 | Non-Lead - Plastic | Don't Know | Don't Know |  | Non-Lead - Plastic | Unknown |  | Non-Lead | No | No |  | Multiple Family Residence | Unknown |  | No
2014 | 114 | LEMONS DR | Hallsville | 75650 | LEMONS DR*114 | 32.492193 | -94.575582 | Non-Lead - Plastic | Don't Know | Don't Know |  | Non-Lead - Plastic | Unknown |  | Non-Lead | No | No |  | Multiple Family Residence | Unknown |  | No
2015 | 115 | LEMONS DR | Hallsville | 75650 | LEMONS DR*115 | 32.491992 | -94.575643 | Non-Lead - Plastic | Don't Know | Don't Know |  | Non-Lead - Plastic | Unknown |  | Non-Lead | No | No |  | Multiple Family Residence | Unknown |  | No
2016 | 116 | LEMONS DR | Hallsville | 75650 | LEMONS DR*116 | 32.4922 | -94.5755 | Non-Lead - Plastic | Don't Know |  |  | Non-Lead - Plastic | Unknown |  | Non-Lead | No | No |  | Multiple Family Residence | Unknown |  | No
2017 | 117 | LEMONS DR | Hallsville | 75650 | LEMONS DR*117 | 32.491988 | -94.575709 | Non-Lead - Plastic | Don't Know | Don't Know |  | Non-Lead - Plastic | Unknown |  | Non-Lead | No | No |  | Multiple Family Residence | Unknown |  | No
2100 | 100 A | VELVIN DR | Hallsville | 75650 | VELVIN DR*100 A | 32.4905 | -94.5752 | Non-Lead - Plastic | Don't Know | Don't Know |  | Non-Lead - Plastic | Unknown |  | Non-Lead | No | No |  | Multiple Family Residence | Unknown |  | No
2101 | 101 A | VELVIN DR | Hallsville | 75650 | VELVIN DR*101 A | 32.4906 | -94.5754 | Non-Lead - Plastic | Don't Know |  |  | Non-Lead - Plastic | Unknown |  | Non-Lead |  | Don't Know |  | Multiple Family Residence | Unknown
2102 | 102 A | VELVIN DR | Hallsville | 75650 | VELVIN DR*102 A | 32.4907 | -94.5752 | Non-Lead - Plastic | Don't Know |  |  | Non-Lead - Plastic | Unknown |  | Non-Lead |  | Don't Know |  | Multiple Family Residence | Unknown
2103 | 103 A | VELVIN DR | Hallsville | 75650 | VELVIN DR*103 A | 32.4907 | -94.5753 | Non-Lead - Plastic | Don't Know |  |  | Non-Lead - Plastic | Unknown |  | Non-Lead |  | Don't Know |  | Multiple Family Residence | Unknown
2104 | 104 A | VELVIN DR | Hallsville | 75650 | VELVIN DR*104 A | 32.4911 | -94.575 | Non-Lead - Plastic | Don't Know | Don't Know |  | Non-Lead - Plastic | Unknown |  | Non-Lead | No | No |  | Multiple Family Residence | Unknown |  | No
2105 | 105 A | VELVIN DR | Hallsville | 75650 | VELVIN DR*105 A | 32.4909 | -94.5752 | Non-Lead - Plastic | Don't Know |  |  | Non-Lead - Plastic | Unknown |  | Non-Lead |  | Don't Know |  | Multiple Family Residence | Unknown
2106 | 106 A | VELVIN DR | Hallsville | 75650 | VELVIN DR*106 A | 32.4912 | -94.5749 | Non-Lead - Plastic | Don't Know |  |  | Non-Lead - Plastic | Unknown |  | Non-Lead |  | Don't Know |  | Multiple Family Residence | Unknown
2107 | 107 A | VELVIN DR | Hallsville | 75650 | VELVIN DR*107 A | 32.4913 | -94.5751 | Non-Lead - Plastic | Don't Know |  |  | Non-Lead - Plastic | Unknown |  | Non-Lead |  | Don't Know |  | Multiple Family Residence | Unknown
2108 | 108 A | VELVIN DR | Hallsville | 75650 | VELVIN DR*108 A | 32.4914 | -94.5749 | Non-Lead - Plastic | Don't Know |  |  | Non-Lead - Plastic | Unknown |  | Non-Lead |  | Don't Know |  | Multiple Family Residence | Unknown
2109 | 109 A | VELVIN DR | Hallsville | 75650 | VELVIN DR*109 A | 32.4915 | -94.5751 | Non-Lead - Plastic | Don't Know |  |  | Non-Lead - Plastic | Unknown |  | Non-Lead |  | Don't Know |  | Multiple Family Residence | Unknown
2110 | 100 B | VELVIN DR | Hallsville | 75650 | VELVIN DR*100 B | 32.4906 | -94.5752 | Non-Lead - Plastic | Don't Know |  |  | Non-Lead - Plastic | Unknown |  | Non-Lead |  | Don't Know |  | Multiple Family Residence | Unknown
2112 | 102 B | VELVIN DR | Hallsville | 75650 | VELVIN DR*102 B | 32.4908 | -94.5751 | Non-Lead - Plastic | Don't Know |  |  | Non-Lead - Plastic | Unknown |  | Non-Lead |  | Don't Know |  | Multiple Family Residence | Unknown
2113 | 103 B | VELVIN DR | Hallsville | 75650 | VELVIN DR*103 B | 32.4908 | -94.5753 | Non-Lead - Plastic | Don't Know |  |  | Non-Lead - Plastic | Unknown |  | Non-Lead |  | Don't Know |  | Multiple Family Residence | Unknown
2144 | 104 B | VELVIN DR | Hallsville | 75650 | VELVIN DR*104 B | 32.4911 | -94.575 | Non-Lead - Plastic | Don't Know |  |  | Non-Lead - Plastic | Unknown |  | Non-Lead |  | Don't Know |  | Multiple Family Residence | Unknown
2166 | 106 B | VELVIN DR | Hallsville | 75650 | VELVIN DR*106 B | 32.4913 | -94.5749 | Non-Lead - Plastic | Don't Know |  |  | Non-Lead - Plastic | Unknown |  | Non-Lead |  | Don't Know |  | Multiple Family Residence | Unknown
2177 | 107 B | VELVIN DR | Hallsville | 75650 | VELVIN DR*107 B | 32.4914 | -94.5751 | Non-Lead - Plastic | Don't Know |  |  | Non-Lead - Plastic | Unknown |  | Non-Lead |  | Don't Know |  | Multiple Family Residence | Unknown
2188 | 108 B | VELVIN DR | Hallsville | 75650 | VELVIN DR*108 B | 32.4915 | -94.5749 | Non-Lead - Plastic | Don't Know |  |  | Non-Lead - Plastic | Unknown |  | Non-Lead |  | Don't Know |  | Multiple Family Residence | Unknown
2199 | 109 B | VELVIN DR | Hallsville | 75650 | VELVIN DR*109 B | 32.4915 | -94.5751 | Non-Lead - Plastic | Don't Know |  |  | Non-Lead - Plastic | Unknown |  | Non-Lead |  | Don't Know |  | Multiple Family Residence | Unknown
2111 | 101 B | VELVIN DR | Hallsville | 75650 | VELVIN DR*101 B |  |  | Non-Lead - Plastic | Don't Know |  |  | Non-Lead - Plastic | Unknown |  | Non-Lead | No | No |  | Multiple Family Residence | Unknown |  | No
2115 | 105 B | VELVIN DR | Hallsville | 75650 | VELVIN DR*105 B |  |  | Non-Lead - Plastic | Don't Know |  |  | Non-Lead - Plastic | Unknown |  | Non-Lead | No | No |  | Multiple Family Residence | Unknown |  | No
2607 | 607 | COLLINS POINT RD | Hallsville | 75650 | COLLINS POINT RD*607 | 32.5147 | -94.5736 | Non-Lead - Plastic | Don't Know |  |  | Non-Lead - Plastic | Unknown |  | Non-Lead | No | No |  | Single Family Residence | Unknown |  | No
2609 | 609 | COLLINS POINT RD | Hallsville | 75650 | COLLINS POINT RD*609 | 32.5148 | -94.5737 | Non-Lead - Plastic | Don't Know |  |  | Non-Lead - Plastic | Unknown |  | Non-Lead | No | No |  | Single Family Residence | Unknown |  | No
3000 | 507 | WILLOW ST | Hallsville | 75650 | WILLOW ST*507 | 32.5043 | -94.5883 | Non-Lead - Plastic | Don't Know |  |  | Non-Lead - Plastic | Unknown |  | Non-Lead | No | No |  | Single Family Residence | Unknown |  | No
3001 | 509 | WILLOW ST | Hallsville | 75650 | WILLOW ST*509 | 32.5044 | -94.5888 | Non-Lead - Plastic | Don't Know |  |  | Non-Lead - Plastic | Unknown |  | Non-Lead | No | No |  | Single Family Residence | Unknown |  | No
3002 | 511 | WILLOW ST | Hallsville | 75650 | WILLOW ST*511 | 32.5043 | -94.589 | Non-Lead - Plastic | Don't Know |  |  | Non-Lead - Plastic | Unknown |  | Non-Lead | No | No |  | Single Family Residence | Unknown |  | No
3003 | 513 | WILLOW ST | Hallsville | 75650 | WILLOW ST*513 | 32.5043 | -94.5894 | Non-Lead - Plastic | Don't Know |  |  | Non-Lead - Plastic | Unknown |  | Non-Lead | No | No |  | Single Family Residence | Unknown |  | No
3004 | 515 | WILLOW ST | Hallsville | 75650 | WILLOW ST*515 | 32.5043 | -94.5898 | Non-Lead - Plastic | Don't Know |  |  | Non-Lead - Plastic | Unknown |  | Non-Lead | No | No |  | Single Family Residence | Unknown |  | No
3005 | 101 | FORT CRAWFORD | Hallsville | 75650 | FORT CRAWFORD*101 | 32.5035 | -94.5904 | Non-Lead - Plastic | Don't Know |  |  | Non-Lead - Plastic | Unknown |  | Non-Lead | No | No |  | Single Family Residence | Unknown |  | No
3007 | 105 | FORT CRAWFORD | Hallsville | 75650 | FORT CRAWFORD*105 | 32.502763 | -94.59032 | Non-Lead - Plastic | Don't Know | Don't Know |  | Non-Lead - Plastic | Unknown |  | Non-Lead | No | No |  | Single Family Residence | Unknown |  | No
3008 | 107 | FORT CRAWFORD | Hallsville | 75650 | FORT CRAWFORD*107 | 32.502513 | -94.590155 | Non-Lead - Plastic | Don't Know | Don't Know |  | Non-Lead - Plastic | Unknown |  | Non-Lead | No | No |  | Single Family Residence | Unknown |  | No
4970 | 322 W | MAIN ST | Hallsville | 75650 | MAIN ST*322 W | 32.505571 | -94.581295 | Non-Lead - Plastic | Don't Know |  |  | Non-Lead - Plastic | Unknown |  | Non-Lead |  | Don't Know |  | Other | Unknown
4971 | 324 W | MAIN ST | Hallsville | 75650 | MAIN ST*324 W | 32.505674 | -94.581561 | Non-Lead - Plastic | Don't Know |  |  | Non-Lead - Plastic | Unknown |  | Non-Lead |  | Don't Know |  | Building | Unknown
4972 | 326 W | MAIN ST | Hallsville | 75650 | MAIN ST*326 W | 32.5056 | -94.5817 | Non-Lead - Plastic | Don't Know |  |  | Non-Lead - Plastic | Unknown |  | Non-Lead | No | No |  | Building | Unknown |  | No
4973 | 328 W | MAIN ST | Hallsville | 75650 | MAIN ST*328 W | 32.5056 | -94.5816 | Non-Lead - Plastic | Don't Know |  |  | Non-Lead - Plastic | Unknown |  | Non-Lead | No | No |  | Single Family Residence | Unknown |  | No
4974 | 330 W | MAIN ST | Hallsville | 75650 | MAIN ST*330 W | 32.5056 | -94.5816 | Non-Lead - Plastic | Don't Know |  |  | Non-Lead - Plastic | Unknown |  | Non-Lead | No | No |  | Single Family Residence | Unknown |  | No
4975 | 332 W | MAIN ST | Hallsville | 75650 | MAIN ST*332 W | 32.505684 | -94.581702 | Non-Lead - Plastic | Don't Know |  |  | Non-Lead - Plastic |  |  | Non-Lead |  | Don't Know |  | Building
4976 | 334 W | MAIN ST | Hallsville | 75650 | MAIN ST*334 W | 32.5056 | -94.5816 | Non-Lead - Plastic | Don't Know |  |  | Non-Lead - Plastic | Unknown |  | Non-Lead | No | No |  | Building | Unknown |  | No
4977 | 336 | W MAIN ST | Hallsville | 75650 | W MAIN ST*336 | 32.5057 | -94.5817 | Non-Lead - Plastic | Don't Know | Don't Know |  | Non-Lead - Plastic | Unknown |  | Non-Lead | No | No |  | Single Family Residence |  |  | No
5000 | 102 | RUTLAND DR | Hallsville | 75650 | RUTLAND DR*102 | 32.4934 | -94.575 | Non-Lead - Plastic | Don't Know |  |  | Non-Lead - Plastic | Unknown |  | Non-Lead | No | No |  | Single Family Residence | Unknown |  | No
5002 | 103 | RUTLAND DR | Hallsville | 75650 | RUTLAND DR*103 | 32.4933 | -94.5756 | Non-Lead - Plastic | Don't Know |  |  | Non-Lead - Plastic | Unknown |  | Non-Lead | No | No |  | Single Family Residence | Unknown |  | No
5003 | 105 | RUTLAND DR | Hallsville | 75650 | RUTLAND DR*105 | 32.4934 | -94.5756 | Non-Lead - Plastic | Don't Know |  |  | Non-Lead - Plastic | Unknown |  | Non-Lead | No | No |  | Single Family Residence | Unknown |  | No
5004 | 106 | RUTLAND DR | Hallsville | 75650 | RUTLAND DR*106 | 32.4931 | -94.5773 | Non-Lead - Plastic | Don't Know |  |  | Non-Lead - Plastic | Unknown |  | Non-Lead | No | No |  | Single Family Residence | Unknown |  | No
5006 | 109 | RUTLAND DR | Hallsville | 75650 | RUTLAND DR*109 | 32.493 | -94.5784 | Non-Lead - Plastic | Don't Know |  |  | Non-Lead - Plastic | Unknown |  | Non-Lead | No | No |  | Single Family Residence | Unknown |  | No
5007 | 111 | RUTLAND DR | Hallsville | 75650 | RUTLAND DR*111 | 32.493 | -94.5787 | Non-Lead - Plastic | Don't Know |  |  | Non-Lead - Plastic | Unknown |  | Non-Lead | No | No |  | Single Family Residence | Unknown |  | No
5008 | 113 | RUTLAND DR | Hallsville | 75650 | RUTLAND DR*113 | 32.493 | -94.5789 | Non-Lead - Plastic | Don't Know |  |  | Non-Lead - Plastic | Unknown |  | Non-Lead | No | No |  | Single Family Residence | Unknown |  | No
5009 | 115 | RUTLAND DR | Hallsville | 75650 | RUTLAND DR*115 | 32.4928 | -94.5798 | Non-Lead - Plastic | Don't Know | Don't Know |  | Non-Lead - Plastic | Unknown |  | Non-Lead | No | No |  | Single Family Residence |  |  | No
5010 | 117 | RUTLAND DR | Hallsville | 75650 | RUTLAND DR*117 | 32.4925 | -94.58 | Non-Lead - Plastic | Don't Know |  |  | Non-Lead - Plastic | Unknown |  | Non-Lead | No | Don't Know |  | Single Family Residence | Unknown |  | No
5011 | 119 | RUTLAND DR | Hallsville | 75650 | RUTLAND DR*119 | 32.4925 | -94.5801 | Non-Lead - Plastic | Don't Know |  |  | Non-Lead - Plastic | Unknown |  | Non-Lead | No | No |  | Single Family Residence | Unknown |  | No
5012 | 121 | RUTLAND DR | Hallsville | 75650 | RUTLAND DR*121 | 32.492 | -94.5806 | Non-Lead - Plastic | Don't Know |  |  | Non-Lead - Plastic | Unknown |  | Non-Lead | No | No |  | Single Family Residence | Unknown |  | No
5013 | 123 | RUTLAND DR | Hallsville | 75650 | RUTLAND DR*123 | 32.4919 | -94.5806 | Non-Lead - Plastic | Don't Know |  |  | Non-Lead - Plastic | Unknown |  | Non-Lead | No | No |  | Single Family Residence | Unknown |  | No
5014 | 125 | RUTLAND DR | Hallsville | 75650 | RUTLAND DR*125 | 32.4915 | -94.5812 | Non-Lead - Plastic | Don't Know |  |  | Non-Lead - Plastic | Unknown |  | Non-Lead | No | No |  | Single Family Residence | Unknown |  | No
5015 | 127 | RUTLAND DR | Hallsville | 75650 | RUTLAND DR*127 | 32.4913 | -94.5812 | Non-Lead - Plastic | Don't Know |  |  | Non-Lead - Plastic | Unknown |  | Non-Lead | No | No |  | Single Family Residence | Unknown |  | No
5016 | 112 | RUTLAND DR | Hallsville | 75650 | RUTLAND DR*112 | 32.4929 | -94.5799 | Non-Lead - Plastic | Don't Know |  |  | Non-Lead - Plastic | Unknown |  | Non-Lead | No | No |  | Single Family Residence | Unknown |  | No
5017 | 100 | PERSIMMON HILL | Hallsville | 75650 | PERSIMMON HILL*100 | 32.4926 | -94.5808 | Non-Lead - Plastic | Don't Know |  |  | Non-Lead - Plastic | Unknown |  | Non-Lead | No | No |  | Single Family Residence | Unknown |  | No
5018 | 102 | PERSIMMON HILL | Hallsville | 75650 | PERSIMMON HILL*102 | 32.4927 | -94.5808 | Non-Lead - Plastic | Don't Know |  |  | Non-Lead - Plastic | Unknown |  | Non-Lead | No | No |  | Single Family Residence | Unknown |  | No
5019 | 104 | PERSIMMON HILL | Hallsville | 75650 | PERSIMMON HILL*104 | 32.4928 | -94.5814 | Non-Lead - Plastic | Don't Know |  |  | Non-Lead - Plastic | Unknown |  | Non-Lead | No | No |  | Single Family Residence | Unknown |  | No
5020 | 106 | PERSIMMON HILL | Hallsville | 75650 | PERSIMMON HILL*106 | 32.4927 | -94.5816 | Non-Lead - Plastic | Don't Know |  |  | Non-Lead - Plastic | Unknown |  | Non-Lead | No | No |  | Single Family Residence | Unknown |  | No
5021 | 105 | PERSIMMON HILL | Hallsville | 75650 | PERSIMMON HILL*105 | 32.4925 | -94.5816 | Non-Lead - Plastic | Don't Know |  |  | Non-Lead - Plastic | Unknown |  | Non-Lead | No | No |  | Single Family Residence | Unknown |  | No
5022 | 103 | PERSIMMON HILL | Hallsville | 75650 | PERSIMMON HILL*103 | 32.4926 | -94.581 | Non-Lead - Plastic | Don't Know |  |  | Non-Lead - Plastic | Unknown |  | Non-Lead | No | No |  | Single Family Residence | Unknown |  | No
5023 | 101 | PERSIMMON HILL | Hallsville | 75650 | PERSIMMON HILL*101 | 32.4926 | -94.5809 | Non-Lead - Plastic | Don't Know |  |  | Non-Lead - Plastic | Unknown |  | Non-Lead | No | No |  | Single Family Residence | Unknown |  | No
5024 | 116 | RUTLAND DR | Hallsville | 75650 | RUTLAND DR*116 | 32.4921 | -94.5808 | Non-Lead - Plastic | Don't Know |  |  | Non-Lead - Plastic | Unknown |  | Non-Lead | No | No |  | Single Family Residence | Unknown |  | No
5025 | 118 | RUTLAND DR | Hallsville | 75650 | RUTLAND DR*118 | 32.4914 | -94.5814 | Non-Lead - Plastic | Don't Know |  |  | Non-Lead - Plastic | Unknown |  | Non-Lead | No | No |  | Single Family Residence | Unknown |  | No
5026 | 120 | RUTLAND DR | Hallsville | 75650 | RUTLAND DR*120 | 32.4912 | -94.5815 | Non-Lead - Plastic | Don't Know | Don't Know |  | Non-Lead - Plastic | Unknown |  | Non-Lead | No | No |  | Single Family Residence |  |  | No
5027 | 122 | RUTLAND DR | Hallsville | 75650 | RUTLAND DR*122 | 32.4908 | -94.5815 | Non-Lead - Plastic | Don't Know |  |  | Non-Lead - Plastic | Unknown |  | Non-Lead | No | No |  | Single Family Residence | Unknown |  | No
5028 | 124 | RUTLAND DR | Hallsville | 75650 | RUTLAND DR*124 | 32.4907 | -94.5816 | Non-Lead - Plastic | Don't Know |  |  | Non-Lead - Plastic | Unknown |  | Non-Lead | No | No |  | Single Family Residence | Unknown |  | No
5029 | 101 | WINIFRED'S WAY | Hallsville | 75650 | WINIFRED'S WAY*101 | 32.4899 | -94.5807 | Non-Lead - Plastic | Don't Know |  |  | Non-Lead - Plastic | Unknown |  | Non-Lead | No | Don't Know |  | Single Family Residence | No |  | No
5030 | 103 | WINIFRED'S WAY | Hallsville | 75650 | WINIFRED'S WAY*103 | 32.4903 | -94.5802 | Non-Lead - Plastic | Don't Know |  |  | Non-Lead - Plastic | Unknown |  | Non-Lead | No | No |  | Single Family Residence | No |  | No
5031 | 105 | WINIFRED'S WAY | Hallsville | 75650 | WINIFRED'S WAY*105 | 32.4907 | -94.5799 | Non-Lead - Plastic | Don't Know |  |  | Non-Lead - Plastic | Unknown |  | Non-Lead | No | No |  | Single Family Residence | No |  | No
5032 | 107 | WINIFRED'S WAY | Hallsville | 75650 | WINIFRED'S WAY*107 | 32.491 | -94.5795 | Non-Lead - Plastic | Don't Know |  |  | Non-Lead - Plastic | Unknown |  | Non-Lead | No | Don't Know |  | Single Family Residence | No |  | No
5033 | 109 | WINIFRED'S WAY | Hallsville | 75650 | WINIFRED'S WAY*109 | 32.491 | -94.5795 | Non-Lead - Plastic | Don't Know |  |  | Non-Lead - Plastic | Unknown |  | Non-Lead | No | No |  | Single Family Residence | No |  | No
5034 | 111 | WINIFREDS WAY | Hallsville | 75650 | WINIFREDS WAY*111 | 32.4915 | -94.5789 | Non-Lead - Plastic | Don't Know |  |  | Non-Lead - Plastic | Unknown |  | Non-Lead | No | No |  | Single Family Residence | No |  | No
5035 | 113 | WINIFRED'S WAY | Hallsville | 75650 | WINIFRED'S WAY*113 | 32.4916 | -94.5789 | Non-Lead - Plastic | Don't Know |  |  | Non-Lead - Plastic | Unknown |  | Non-Lead | No | Don't Know |  | Single Family Residence | No |  | No
5036 | 115 | WINIFRED'S WAY | Hallsville | 75650 | WINIFRED'S WAY*115 | 32.4918 | -94.5786 | Non-Lead - Plastic | Don't Know | Don't Know |  | Non-Lead - Plastic | Unknown |  | Non-Lead | No | No |  | Single Family Residence |  |  | No
5037 | 117 | WINIFREDS WAY | Hallsville | 75650 | WINIFREDS WAY*117 | 32.4916 | -94.5785 | Non-Lead - Plastic | Don't Know | Don't Know |  | Non-Lead - Plastic | Unknown |  | Non-Lead | No | No |  | Single Family Residence |  |  | No
5038 | 114 | CHINQUAPIN CT | Hallsville | 75650 | CHINQUAPIN CT*114 | 32.4914 | -94.5788 | Non-Lead - Plastic | Don't Know |  |  | Non-Lead - Plastic | Unknown |  | Non-Lead | No | Don't Know |  | Single Family Residence | No |  | No
5039 | 112 | CHINQUAPIN CT | Hallsville | 75650 | CHINQUAPIN CT*112 | 32.4908 | -94.5786 | Non-Lead - Plastic | Don't Know |  |  | Non-Lead - Plastic | Unknown |  | Non-Lead | No | Don't Know |  | Single Family Residence | No |  | No
5040 | 109 | CHINQUAPIN CT | Hallsville | 75650 | CHINQUAPIN CT*109 | 32.4909 | -94.5794 | Non-Lead - Plastic | Don't Know |  |  | Non-Lead - Plastic | Unknown |  | Non-Lead | No | No |  | Single Family Residence | No |  | No
5041 | 104 | WINIFRED'S WAY | Hallsville | 75650 | WINIFRED'S WAY*104 | 32.4905 | -94.5797 | Non-Lead - Plastic | Don't Know |  |  | Non-Lead - Plastic | Unknown |  | Non-Lead | No | No |  | Single Family Residence | No |  | No
5042 | 102 | WINIFRED'S WAY | Hallsville | 75650 | WINIFRED'S WAY*102 | 32.4902 | -94.5801 | Non-Lead - Plastic | Don't Know |  | Customer side iron | Non-Lead - Plastic | Unknown |  | Non-Lead | No | No |  | Single Family Residence | No |  | No
5043 | 100 | WINIFRED'S WAY | Hallsville | 75650 | WINIFRED'S WAY*100 | 32.4898 | -94.5804 | Non-Lead - Plastic | Don't Know |  |  | Non-Lead - Plastic | Unknown |  | Non-Lead | No | No |  | Single Family Residence | No |  | No
5044 | 101 | CHINQUAPIN CT | Hallsville | 75650 | CHINQUAPIN CT*101 | 32.4892 | -94.5793 | Non-Lead - Plastic | Don't Know |  |  | Non-Lead - Plastic | Unknown |  | Non-Lead | No | No |  | Single Family Residence | No |  | No
5046 | 105 | CHINQUAPIN CT | Hallsville | 75650 | CHINQUAPIN CT*105 | 32.4902 | -94.5789 | Non-Lead - Plastic | Don't Know |  |  | Non-Lead - Plastic | Unknown |  | Non-Lead | No | No |  | Single Family Residence | No |  | No
5047 | 107 | CHINQUAPIN CT | Hallsville | 75650 | CHINQUAPIN CT*107 | 32.4906 | -94.5788 | Non-Lead - Plastic | Don't Know |  |  | Non-Lead - Plastic | Unknown |  | Non-Lead | No | No |  | Single Family Residence | No |  | No
5048 | 110 | CHINQUAPIN CT | Hallsville | 75650 | CHINQUAPIN CT*110 | 32.4907 | -94.5787 | Non-Lead - Plastic | Don't Know |  |  | Non-Lead - Plastic | Unknown |  | Non-Lead | No | No |  | Single Family Residence | No |  | No
5049 | 108 | CHINQUAPIN CT | Hallsville | 75650 | CHINQUAPIN CT*108 | 32.4901 | -94.5787 | Non-Lead - Plastic | Don't Know |  |  | Non-Lead - Plastic | Unknown |  | Non-Lead | No | Don't Know |  | Single Family Residence | No |  | No
5050 | 106 | CHINQUAPIN CT | Hallsville | 75650 | CHINQUAPIN CT*106 | 32.49 | -94.5787 | Non-Lead - Plastic | Don't Know |  |  | Non-Lead - Plastic | Unknown |  | Non-Lead | No | No |  | Single Family Residence | No |  | No
5051 | 104 | CHINQUAPIN CT | Hallsville | 75650 | CHINQUAPIN CT*104 | 32.4894 | -94.5787 | Non-Lead - Plastic | Don't Know |  |  | Non-Lead - Plastic | Unknown |  | Non-Lead | No | No |  | Single Family Residence | No |  | No
5052 | 102 | CHINQUAPIN CT | Hallsville | 75650 | CHINQUAPIN CT*102 | 32.4893 | -94.5787 | Non-Lead - Plastic | Don't Know |  |  | Non-Lead - Copper | Unknown |  | Non-Lead | No | No |  | Single Family Residence | No |  | No
5053 | 100 | CHINQUAPIN CT | Hallsville | 75650 | CHINQUAPIN CT*100 | 32.489034 | -94.578797 | Non-Lead - Plastic | Don't Know | Don't Know |  | Non-Lead - Plastic | Unknown |  | Non-Lead | No | No |  | Single Family Residence |  |  | No
5054 | 103 | CHINQUAPIN CT | Hallsville | 75650 | CHINQUAPIN CT*103 | 32.489798 | -94.578886 | Non-Lead - Plastic | Don't Know | Don't Know |  | Non-Lead - Plastic | Unknown |  | Non-Lead | No | No |  | Single Family Residence |  |  | No
5055 | 140 | RUTLAND DR | Hallsville | 75650 | RUTLAND DR*140 | 32.4887 | -94.5791 | Non-Lead - Plastic | Don't Know |  |  | Non-Lead - Plastic | Unknown |  | Non-Lead | No | No |  | Single Family Residence | No |  | No
5058 | 134 | RUTLAND DR | Hallsville | 75650 | RUTLAND DR*134 | 32.489 | -94.5794 | Non-Lead - Plastic | Don't Know | Don't Know |  | Non-Lead - Plastic | Unknown |  | Non-Lead | No | No |  | Single Family Residence |  |  | No
5059 | 132 | RUTLAND DR | Hallsville | 75650 | RUTLAND DR*132 | 32.4894 | -94.5801 | Non-Lead - Plastic | Don't Know |  |  | Non-Lead - Plastic | Unknown |  | Non-Lead | No | No |  | Single Family Residence | Unknown |  | No
5060 | 130 | RUTLAND DR | Hallsville | 75650 | RUTLAND DR*130 | 32.4893 | -94.5808 | Non-Lead - Plastic | Don't Know |  |  | Non-Lead - Plastic | Unknown |  | Non-Lead | No | No |  | Single Family Residence | Unknown |  | No
5061 | 101 | SECRET PASSAGE | Hallsville | 75650 | SECRET PASSAGE*101 | 32.4887 | -94.5812 | Non-Lead - Plastic | Don't Know |  |  | Non-Lead - Plastic | Unknown |  | Non-Lead | No | No |  | Single Family Residence | Unknown |  | No
5062 | 103 | SECRET PASSAGE | Hallsville | 75650 | SECRET PASSAGE*103 | 32.4882 | -94.5808 | Non-Lead - Plastic | Don't Know |  |  | Non-Lead - Copper | Unknown |  | Non-Lead | No | Don't Know |  | Single Family Residence | Unknown |  | No
5063 | 105 | SECRET PASSAGE | Hallsville | 75650 | SECRET PASSAGE*105 | 32.4882 | -94.5808 | Non-Lead - Plastic | Don't Know |  |  | Non-Lead - Copper | Unknown |  | Non-Lead | No | Don't Know |  | Single Family Residence | Unknown |  | No
5064 | 107 | SECRET PASSAGE | Hallsville | 75650 | SECRET PASSAGE*107 | 32.4881 | -94.58 | Non-Lead - Plastic | Don't Know |  |  | Non-Lead - Plastic | Unknown |  | Non-Lead | No | No |  | Single Family Residence | Unknown |  | No
5066 | 116 | SECRET PASSAGE | Hallsville | 75650 | SECRET PASSAGE*116 | 32.4879 | -94.5802 | Non-Lead - Plastic | Don't Know |  |  | Non-Lead - Other | Unknown |  | Non-Lead | No | Don't Know |  | Single Family Residence | Unknown |  | No
5067 | 114 | SECRET PASSAGE | Hallsville | 75650 | SECRET PASSAGE*114 | 32.4881 | -94.58 | Non-Lead - Plastic | Don't Know |  |  | Non-Lead - Plastic | Unknown |  | Non-Lead | No | No |  | Single Family Residence | Unknown |  | No
5068 | 112 | SECRET PASSAGE | Hallsville | 75650 | SECRET PASSAGE*112 | 32.488 | -94.581 | Non-Lead - Plastic | Don't Know |  |  | Non-Lead - Plastic | Unknown |  | Non-Lead | No | No |  | Single Family Residence | Unknown |  | No
5069 | 110 | SECRET PASSAGE | Hallsville | 75650 | SECRET PASSAGE*110 | 32.488 | -94.5811 | Non-Lead - Plastic | Don't Know |  |  | Non-Lead - Copper | Unknown |  | Non-Lead | No | Don't Know |  | Single Family Residence | Unknown |  | No
5070 | 108 | SECRET PASSAGE | Hallsville | 75650 | SECRET PASSAGE*108 | 32.4881 | -94.5816 | Non-Lead - Plastic | Don't Know |  |  | Non-Lead - Plastic | Unknown |  | Non-Lead | No | No |  | Single Family Residence | Unknown |  | No
5071 | 106 | SECRET PASSAGE | Hallsville | 75650 | SECRET PASSAGE*106 | 32.4881 | -94.5816 | Non-Lead - Plastic | Don't Know |  |  | Non-Lead - Plastic | Unknown |  | Non-Lead | No | No |  | Single Family Residence | Unknown |  | No
5072 | 104 | SECRET PASSAGE | Hallsville | 75650 | SECRET PASSAGE*104 | 32.4887 | -94.5815 | Non-Lead - Plastic | Don't Know |  |  | Non-Lead - Plastic | Unknown |  | Non-Lead | No | No |  | Single Family Residence | Unknown |  | No
5073 | 102 | SECRET PASSAGE | Hallsville | 75650 | SECRET PASSAGE*102 | 32.4888 | -94.5814 | Non-Lead - Plastic | Don't Know |  |  | Non-Lead - Plastic | Unknown |  | Non-Lead | No | No |  | Single Family Residence | Unknown |  | No
5075 | 128 | RUTLAND DR | Hallsville | 75650 | RUTLAND DR*128 | 32.4894 | -94.581 | Non-Lead - Plastic | Don't Know |  |  | Non-Lead - Plastic | Unknown |  | Non-Lead | No | No |  | Single Family Residence | Unknown |  | No
5109 | 108 | RUTLAND DR | Hallsville | 75650 | RUTLAND DR*108 | 32.4932 | -94.5778 | Non-Lead - Plastic | Don't Know |  |  | Non-Lead - Plastic | Unknown |  | Non-Lead | No | No |  | Single Family Residence | Unknown |  | No
5118 | 118 | SECRET PASSAGE | Hallsville | 75650 | SECRET PASSAGE*118 | 32.4882 | -94.58 | Non-Lead - Plastic | Don't Know | Don't Know |  | Non-Lead - Plastic | Unknown |  | Non-Lead | No | No |  | Single Family Residence |  |  | No
6000 | 300 | BOIS D ARC ST | Hallsville | 75650 | BOIS D ARC ST*300 | 32.5031 | -94.569 | Non-Lead - Plastic | Don't Know |  |  | Non-Lead - Plastic | Unknown |  | Non-Lead | No | No |  | Single Family Residence | Unknown |  | No
6001 | 100 | WOOD DUCK LN | Hallsville | 75650 | WOOD DUCK LN*100 | 32.4955 | -94.5618 | Non-Lead - Plastic | Don't Know |  |  | Non-Lead - Plastic | Unknown |  | Non-Lead | No | No |  | Single Family Residence | Unknown |  | No
6002 | 102 | WOOD DUCK LN | Hallsville | 75650 | WOOD DUCK LN*102 | 32.4958 | -94.5618 | Non-Lead - Plastic | Don't Know |  |  | Non-Lead - Plastic | Unknown |  | Non-Lead | No | No |  | Single Family Residence | Unknown |  | No
6003 | 104 | WOOD DUCK LN | Hallsville | 75650 | WOOD DUCK LN*104 | 32.4961 | -94.5619 | Non-Lead - Plastic | Don't Know |  |  | Non-Lead - Plastic | Unknown |  | Non-Lead | No | No |  | Multiple Family Residence | Unknown |  | No
6004 | 106 | WOOD DUCK LN | Hallsville | 75650 | WOOD DUCK LN*106 | 32.4961 | -94.5618 | Non-Lead - Plastic | Don't Know |  |  | Non-Lead - Plastic | Unknown |  | Non-Lead | No | No |  | Single Family Residence | Unknown |  | No
6005 | 108 | WOOD DUCK LN | Hallsville | 75650 | WOOD DUCK LN*108 | 32.4965 | -94.5618 | Non-Lead - Plastic | Don't Know |  |  | Non-Lead - Plastic | Unknown |  | Non-Lead | No | No |  | Single Family Residence | Unknown |  | No
6006 | 110 | WOOD DUCK LN | Hallsville | 75650 | WOOD DUCK LN*110 | 32.4966 | -94.5618 | Non-Lead - Plastic | Don't Know |  |  | Non-Lead - Plastic | Unknown |  | Non-Lead | No | No |  | Single Family Residence | No |  | No
6007 | 112 | WOOD DUCK LN | Hallsville | 75650 | WOOD DUCK LN*112 | 32.4969 | -94.5618 | Non-Lead - Plastic | Don't Know |  |  | Non-Lead - Plastic | Unknown |  | Non-Lead | No | No |  | Single Family Residence | No |  | No
6008 | 114 | WOOD DUCK LN | Hallsville | 75650 | WOOD DUCK LN*114 | 32.4969 | -94.5618 | Non-Lead - Plastic | Don't Know |  |  | Non-Lead - Plastic | Unknown |  | Non-Lead | No | No |  | Single Family Residence | No |  | No
6009 | 116 | WOOD DUCK LN | Hallsville | 75650 | WOOD DUCK LN*116 | 32.4971 | -94.5618 | Non-Lead - Plastic | Don't Know |  |  | Non-Lead - Copper | Unknown |  | Non-Lead | No | Don't Know |  | Single Family Residence | Unknown |  | No
6010 | 118 | WOOD DUCK LN | Hallsville | 75650 | WOOD DUCK LN*118 | 32.4972 | -94.5618 | Non-Lead - Plastic | Don't Know |  |  | Non-Lead - Plastic | Unknown |  | Non-Lead | No | No |  | Single Family Residence | No |  | No
6011 | 120 | WOOD DUCK LN | Hallsville | 75650 | WOOD DUCK LN*120 | 32.4977 | -94.5618 | Non-Lead - Plastic | Don't Know |  |  | Non-Lead - Plastic | Unknown |  | Non-Lead | No | No |  | Single Family Residence | No |  | No
6012 | 122 | WOOD DUCK LN | Hallsville | 75650 | WOOD DUCK LN*122 | 32.4979 | -94.5618 | Non-Lead - Plastic | Don't Know | Don't Know |  | Non-Lead - Plastic | Unknown |  | Non-Lead | No | No |  | Single Family Residence |  |  | No
6013 | 100 | CANVASBACK LN | Hallsville | 75650 | CANVASBACK LN*100 | 32.4969 | -94.5622 | Non-Lead - Plastic | Don't Know |  |  | Non-Lead - Plastic | Unknown |  | Non-Lead | No | No |  | Single Family Residence | Unknown |  | No
6014 | 102 | CANVASBACK LN | Hallsville | 75650 | CANVASBACK LN*102 | 32.4969 | -94.5622 | Non-Lead - Plastic | Don't Know |  |  | Non-Lead - Plastic | Unknown |  | Non-Lead | No | No | Iron | Single Family Residence | Unknown |  | No
6015 | 104 | CANVASBACK LN | Hallsville | 75650 | CANVASBACK LN*104 | 32.4969 | -94.5627 | Non-Lead - Plastic | Don't Know |  |  | Non-Lead - Copper | Unknown |  | Non-Lead | No | Don't Know |  | Single Family Residence | Unknown |  | No
6016 | 106 | CANVASBACK LN | Hallsville | 75650 | CANVASBACK LN*106 | 32.4969 | -94.5627 | Non-Lead - Plastic | Don't Know |  |  | Non-Lead - Plastic | Unknown |  | Non-Lead | No | Don't Know |  | Single Family Residence | Unknown |  | No
6017 | 108 | CANVASBACK LN | Hallsville | 75650 | CANVASBACK LN*108 | 32.4969 | -94.5631 | Non-Lead - Plastic | Don't Know |  |  | Non-Lead - Copper | Unknown |  | Non-Lead | No | Don't Know |  | Single Family Residence | Unknown |  | No
6018 | 110 | CANVASBACK LN | Hallsville | 75650 | CANVASBACK LN*110 | 32.4969 | -94.5632 | Non-Lead - Plastic | Don't Know |  |  | Non-Lead - Copper | Unknown |  | Non-Lead | No | Don't Know |  | Single Family Residence | Unknown |  | No
6019 | 112 | CANVASBACK LN | Hallsville | 75650 | CANVASBACK LN*112 | 32.497205 | -94.563548 | Non-Lead - Plastic | Don't Know |  |  | Non-Lead - Plastic | Unknown |  | Non-Lead |  | Don't Know |  | Single Family Residence | Unknown
6020 | 113 | CANVASBACK LN | Hallsville | 75650 | CANVASBACK LN*113 | 32.496435 | -94.563602 | Non-Lead - Plastic | Don't Know | Don't Know |  | Non-Lead - Plastic | Unknown |  | Non-Lead | No | No |  | Single Family Residence | Unknown |  | No
6021 | 111 | CANVASBACK LN | Hallsville | 75650 | CANVASBACK LN*111 | 32.496726 | -94.563164 | Non-Lead - Plastic | Don't Know |  |  | Non-Lead - Plastic | Unknown |  | Non-Lead |  | Don't Know |  | Single Family Residence | Unknown
6022 | 109 | CANVASBACK LN | Hallsville | 75650 | CANVASBACK LN*109 | 32.496769 | -94.563143 | Non-Lead - Plastic | Don't Know |  |  | Non-Lead - Plastic | Unknown |  | Non-Lead |  | Don't Know |  | Single Family Residence | Unknown
6024 | 105 | CANVASBACK LN | Hallsville | 75650 | CANVASBACK LN*105 | 32.496771 | -94.562630 | Non-Lead - Plastic | Don't Know |  |  | Non-Lead - Plastic | Unknown |  | Non-Lead |  | Don't Know |  | Single Family Residence | Unknown
6023 | 107 | CANVASBACK LN | Hallsville | 75650 | CANVASBACK LN*107 | 32.4967 | -94.5627 | Non-Lead - Plastic | Don't Know |  |  | Non-Lead - Plastic | Unknown |  | Non-Lead | No | No |  | Single Family Residence | Unknown |  | No
6025 | 103 | CANVASBACK LN | Hallsville | 75650 | CANVASBACK LN*103 | 32.4967 | -94.5622 | Non-Lead - Plastic | Don't Know |  |  | Non-Lead - Plastic | Unknown |  | Non-Lead | No | No |  | Single Family Residence | Unknown |  | No
6026 | 101 | CANVASBACK LN | Hallsville | 75650 | CANVASBACK LN*101 | 32.4967 | -94.5622 | Non-Lead - Plastic | Don't Know |  |  | Non-Lead - Plastic | Unknown |  | Non-Lead | No | No |  | Single Family Residence | Unknown |  | No
6027 | 100 | GOLDENEYE LANE | Hallsville | 75650 | GOLDENEYE LANE*100 | 32.4961 | -94.5623 | Non-Lead - Plastic | Don't Know |  |  | Non-Lead - Plastic | Unknown |  | Non-Lead | No | No |  | Single Family Residence | Unknown |  | No
6028 | 102 | GOLDENEYE LANE | Hallsville | 75650 | GOLDENEYE LANE*102 | 32.4961 | -94.5623 | Non-Lead - Plastic | Don't Know |  |  | Non-Lead - Plastic | Unknown |  | Non-Lead | No | No |  | Single Family Residence | Unknown |  | No
6029 | 104 | GOLDENEYE LANE | Hallsville | 75650 | GOLDENEYE LANE*104 | 32.496083 | -94.56267 | Non-Lead - Plastic | Don't Know | Don't Know |  | Non-Lead - Plastic | Unknown |  | Non-Lead | No | No |  | Single Family Residence |  |  | No
6030 | 106 | GOLDENEYE LANE | Hallsville | 75650 | GOLDENEYE LANE*106 | 32.496 | -94.5627 | Non-Lead - Plastic | Don't Know |  |  | Non-Lead - Plastic | Unknown |  | Non-Lead | No | No |  | Single Family Residence | Unknown |  | No
6031 | 108 | GOLDENEYE LANE | Hallsville | 75650 | GOLDENEYE LANE*108 | 32.4961 | -94.5632 | Non-Lead - Plastic | Don't Know |  |  | Non-Lead - Plastic | Unknown |  | Non-Lead | No | No |  | Single Family Residence | Unknown |  | No
6032 | 110 | GOLDENEYE LANE | Hallsville | 75650 | GOLDENEYE LANE*110 | 32.496078 | -94.563233 | Non-Lead - Plastic | Don't Know | Don't Know |  | Non-Lead - Plastic | Unknown |  | Non-Lead | No | No |  | Single Family Residence |  |  | No
6033 | 112 | GOLDENEYE LANE | Hallsville | 75650 | GOLDENEYE LANE*112 | 32.4964 | -94.5636 | Non-Lead - Plastic | Don't Know |  |  | Non-Lead - Plastic | Unknown |  | Non-Lead | No | No |  | Single Family Residence | Unknown |  | No
6034 | 113 | GOLDENEYE LANE | Hallsville | 75650 | GOLDENEYE LANE*113 | 32.495802 | -94.563655 | Non-Lead - Plastic | Don't Know | Don't Know |  | Non-Lead - Plastic | Unknown |  | Non-Lead | No | No |  | Single Family Residence |  |  | No
6035 | 111 | GOLDENEYE LANE | Hallsville | 75650 | GOLDENEYE LANE*111 | 32.495569 | -94.563231 | Non-Lead - Plastic | Don't Know | Don't Know |  | Non-Lead - Plastic | Unknown |  | Non-Lead | No | No |  | Single Family Residence |  |  | No
6036 | 109 | GOLDENEYE LANE | Hallsville | 75650 | GOLDENEYE LANE*109 | 32.495555 | -94.563167 | Non-Lead - Plastic | Don't Know | Don't Know |  | Non-Lead - Plastic | Unknown |  | Non-Lead | No | No |  | Single Family Residence |  |  | No
6037 | 107 | GOLDENEYE LANE | Hallsville | 75650 | GOLDENEYE LANE*107 | 32.495487 | -94.562771 | Non-Lead - Plastic | Don't Know | Don't Know |  | Non-Lead - Plastic | Unknown |  | Non-Lead | No | No |  | Single Family Residence |  |  | No
6038 | 105 | GOLDENEYE LANE | Hallsville | 75650 | GOLDENEYE LANE*105 | 32.4954678 | -94.5627383 | Non-Lead - Plastic | Don't Know | Don't Know |  | Non-Lead - Plastic | Unknown |  | Non-Lead | No | No |  | Single Family Residence |  |  | No
6039 | 103 | GOLDENEYE LANE | Hallsville | 75650 | GOLDENEYE LANE*103 | 32.495565 | -94.56233 | Non-Lead - Plastic | Don't Know | Don't Know |  | Non-Lead - Plastic | Unknown |  | Non-Lead | No | No |  | Building |  |  | No
6040 | 101 | GOLDENEYE LANE | Hallsville | 75650 | GOLDENEYE LANE*101 | 32.495572 | -94.562283 | Non-Lead - Plastic | Don't Know | Don't Know |  | Non-Lead - Plastic | Unknown |  | Non-Lead | No | No |  | Single Family Residence |  |  | No
6041 | 101 | MALLARD LN | Hallsville | 75650 | MALLARD LN*101 | 32.4956 | -94.5639 | Non-Lead - Plastic | Don't Know |  |  | Non-Lead - Other | Unknown |  | Non-Lead | No | No |  | Single Family Residence | No |  | No
6042 | 103 | MALLARD LN | Hallsville | 75650 | MALLARD LN*103 | 32.4959 | -94.5638 | Non-Lead - Plastic | Don't Know |  |  | Non-Lead - Plastic | Unknown |  | Non-Lead | No | No |  | Single Family Residence | Unknown |  | No
6043 | 105 | MALLARD LN | Hallsville | 75650 | MALLARD LN*105 | 32.4958 | -94.5638 | Non-Lead - Plastic | Don't Know |  |  | Non-Lead - Plastic | Unknown |  | Non-Lead | No | No |  | Single Family Residence | No |  | No
6044 | 107 | MALLARD LN | Hallsville | 75650 | MALLARD LN*107 | 32.4963 | -94.5639 | Non-Lead - Plastic | Don't Know |  |  | Non-Lead - Plastic | Unknown |  | Non-Lead | No | No |  | Single Family Residence | No |  | No
6045 | 109 | MALLARD LN | Hallsville | 75650 | MALLARD LN*109 | 32.4964 | -94.5639 | Non-Lead - Plastic | Don't Know |  |  | Non-Lead - Plastic | Unknown |  | Non-Lead | No | No |  | Single Family Residence | No |  | No
6046 | 111 | MALLARD LN | Hallsville | 75650 | MALLARD LN*111 | 32.4967 | -94.5639 | Non-Lead - Plastic | Don't Know |  |  | Non-Lead - Plastic | Unknown |  | Non-Lead | No | No |  | Single Family Residence | No |  | No
6047 | 113 | MALLARD LN | Hallsville | 75650 | MALLARD LN*113 | 32.4967 | -94.5639 | Non-Lead - Plastic | Don't Know |  |  | Non-Lead - Copper | Unknown |  | Non-Lead | No | Don't Know |  | Single Family Residence | No |  | No
6048 | 115 | MALLARD LN | Hallsville | 75650 | MALLARD LN*115 | 32.4971 | -94.5639 | Non-Lead - Plastic | Don't Know |  |  | Non-Lead - Plastic | Unknown |  | Non-Lead | No | No |  | Single Family Residence | No |  | No
6049 | 101 | LABRADOR LN | Hallsville | 75650 | LABRADOR LN*101 | 32.4973 | -94.5647 | Non-Lead - Plastic | Don't Know |  |  | Non-Lead - Plastic | Unknown |  | Non-Lead | No | No |  | Single Family Residence | Unknown |  | No
6050 | 103 | LABRADOR LN | Hallsville | 75650 | LABRADOR LN*103 | 32.4973 | -94.565 | Non-Lead - Plastic | Don't Know |  |  | Non-Lead - Plastic | Unknown |  | Non-Lead | No | No |  | Single Family Residence | Unknown |  | No
6051 | 105 | LABRADOR LN | Hallsville | 75650 | LABRADOR LN*105 | 32.4973 | -94.5651 | Non-Lead - Plastic | Don't Know |  |  | Non-Lead - Plastic | Unknown |  | Non-Lead | No | No |  | Single Family Residence | Unknown |  | No
6052 | 107 | LABRADOR LN | Hallsville | 75650 | LABRADOR LN*107 | 32.4973 | -94.5656 | Non-Lead - Plastic | Don't Know |  |  | Non-Lead - Plastic | Unknown |  | Non-Lead | No | No |  | Single Family Residence | Unknown |  | No
6053 | 109 | LABRADOR LN | Hallsville | 75650 | LABRADOR LN*109 | 32.4973 | -94.5656 | Non-Lead - Plastic | Don't Know |  |  | Non-Lead - Plastic | Unknown |  | Non-Lead | No | No |  | Single Family Residence | Unknown |  | No
6054 | 111 | LABRADOR LN | Hallsville | 75650 | LABRADOR LN*111 | 32.4974 | -94.5659 | Non-Lead - Plastic | Don't Know |  |  | Non-Lead - Plastic | Unknown |  | Non-Lead | No | No |  | Single Family Residence | Unknown |  | No
6055 | 113 | LABRADOR LN | Hallsville | 75650 | LABRADOR LN*113 | 32.4974 | -94.566 | Non-Lead - Plastic | Don't Know |  |  | Non-Lead - Plastic | Unknown |  | Non-Lead | No | No |  | Single Family Residence | Unknown |  | No
6056 | 115 | LABRADOR LN | Hallsville | 75650 | LABRADOR LN*115 | 32.4977 | -94.566 | Non-Lead - Plastic | Don't Know |  |  | Non-Lead - Plastic | Unknown |  | Non-Lead | No | No |  | Single Family Residence | Unknown |  | No
6057 | 117 | LABRADOR LN | Hallsville | 75650 | LABRADOR LN*117 | 32.4981 | -94.566 | Non-Lead - Plastic | Don't Know |  |  | Non-Lead - Plastic | Unknown |  | Non-Lead | No | No |  | Single Family Residence | Unknown |  | No
6058 | 108 | LABRADOR LN | Hallsville | 75650 | LABRADOR LN*108 | 32.4975 | -94.5658 | Non-Lead - Plastic | Don't Know |  |  | Non-Lead - Plastic | Unknown |  | Non-Lead | No | No |  | Single Family Residence | Unknown |  | No
6059 | 106 | LABRADOR LN | Hallsville | 75650 | LABRADOR LN*106 | 32.4975 | -94.5654 | Non-Lead - Plastic | Don't Know |  |  | Non-Lead - Plastic | Unknown |  | Non-Lead | No | No |  | Single Family Residence | Unknown |  | No
6060 | 104 | LABRADOR LN | Hallsville | 75650 | LABRADOR LN*104 | 32.4974 | -94.5653 | Non-Lead - Plastic | Don't Know |  |  | Non-Lead - Copper | Unknown |  | Non-Lead | No | Don't Know |  | Single Family Residence | Unknown |  | No
6061 | 102 | LABRADOR LN | Hallsville | 75650 | LABRADOR LN*102 | 32.4975 | -94.5648 | Non-Lead - Plastic | Don't Know |  |  | Non-Lead - Copper | Unknown |  | Non-Lead | No | Don't Know |  | Single Family Residence | Unknown |  | No
6062 | 100 | LABRADOR LN | Hallsville | 75650 | LABRADOR LN*100 | 32.4975 | -94.5647 | Non-Lead - Plastic | Don't Know |  |  | Non-Lead - Copper | Unknown |  | Non-Lead | No | Don't Know |  | Single Family Residence | Unknown |  | No
6063 | 119 | LABRADOR LN | Hallsville | 75650 | LABRADOR LN*119 | 32.4981 | -94.566 | Non-Lead - Plastic | Don't Know |  |  | Non-Lead - Plastic | Unknown |  | Non-Lead | No | No |  | Single Family Residence | Unknown |  | No
6064 | 121 | LABRADOR LN | Hallsville | 75650 | LABRADOR LN*121 | 32.4981 | -94.566 | Non-Lead - Plastic | Don't Know |  |  | Non-Lead - Plastic | Unknown |  | Non-Lead | No | No |  | Single Family Residence | Unknown |  | No
6065 | 123 | LABRADOR LN | Hallsville | 75650 | LABRADOR LN*123 | 32.4985 | -94.566 | Non-Lead - Plastic | Don't Know |  |  | Non-Lead - Plastic | Unknown |  | Non-Lead | No | No |  | Single Family Residence | Unknown |  | No
6066 | 125 | LABRADOR LN | Hallsville | 75650 | LABRADOR LN*125 | 32.4985 | -94.566 | Non-Lead - Plastic | Don't Know |  |  | Non-Lead - Plastic | Unknown |  | Non-Lead | No | No |  | Single Family Residence | Unknown |  | No
6067 | 127 | LABRADOR LN | Hallsville | 75650 | LABRADOR LN*127 | 32.4988 | -94.566 | Non-Lead - Plastic | Don't Know |  |  | Non-Lead - Plastic | Unknown |  | Non-Lead | No | No |  | Single Family Residence | Unknown |  | No
6068 | 129 | LABRADOR LN | Hallsville | 75650 | LABRADOR LN*129 | 32.4989 | -94.566 | Non-Lead - Plastic | Don't Know |  |  | Non-Lead - Plastic | Unknown |  | Non-Lead | No | No |  | Single Family Residence | Unknown |  | No
6069 | 131 | LABRADOR LN | Hallsville | 75650 | LABRADOR LN*131 | 32.4992 | -94.566 | Non-Lead - Plastic | Don't Know |  |  | Non-Lead - Plastic | Unknown |  | Non-Lead | No | No |  | Single Family Residence | Unknown |  | No
6070 | 161 | LABRADOR LN | Hallsville | 75650 | LABRADOR LN*161 | 32.5021 | -94.566 | Non-Lead - Plastic | Don't Know |  |  | Non-Lead - Plastic | Unknown |  | Non-Lead | No | No |  | Single Family Residence | Unknown |  | No
6071 | 135 | LABRADOR LN | Hallsville | 75650 | LABRADOR LN*135 | 32.4996 | -94.566 | Non-Lead - Plastic | Don't Know |  |  | Non-Lead - Plastic | Unknown |  | Non-Lead | No | No |  | Single Family Residence | Unknown |  | No
6072 | 137 | LABRADOR LN | Hallsville | 75650 | LABRADOR LN*137 | 32.4997 | -94.5661 | Non-Lead - Plastic | Don't Know |  |  | Non-Lead - Plastic | Unknown |  | Non-Lead |  | Don't Know |  | Single Family Residence | Unknown
6073 | 139 | LABRADOR LN | Hallsville | 75650 | LABRADOR LN*139 |  |  | Non-Lead - Plastic | Don't Know |  |  | Non-Lead - Plastic | Unknown |  | Non-Lead | No | No |  | Single Family Residence | Unknown |  | No
6074 | 141 | LABRADOR LN | Hallsville | 75650 | LABRADOR LN*141 | 32.5001 | -94.566 | Non-Lead - Plastic | Don't Know |  |  | Non-Lead - Plastic | Unknown |  | Non-Lead | No | No |  | Single Family Residence | Unknown |  | No
6075 | 143 | LABRADOR LN | Hallsville | 75650 | LABRADOR LN*143 | 32.5004 | -94.566 | Non-Lead - Plastic | Don't Know |  |  | Non-Lead - Plastic | Unknown |  | Non-Lead | No | No |  | Single Family Residence | Unknown |  | No
6076 | 101 | BLUEWING LN | Hallsville | 75650 | BLUEWING LN*101 | 32.5025 | -94.5658 | Non-Lead - Plastic | Don't Know |  |  | Non-Lead - Plastic | Unknown |  | Non-Lead | No | No |  | Single Family Residence | Unknown |  | No
6077 | 147 | LABRADOR LN | Hallsville | 75650 | LABRADOR LN*147 | 32.5009 | -94.566 | Non-Lead - Plastic | Don't Know |  |  | Non-Lead - Plastic | Unknown |  | Non-Lead | No | No |  | Single Family Residence | Unknown |  | No
6078 | 145 | LABRADOR LN | Hallsville | 75650 | LABRADOR LN*145 | 32.5005 | -94.566 | Non-Lead - Plastic | Don't Know |  |  | Non-Lead - Plastic | Unknown |  | Non-Lead | No | No |  | Single Family Residence | Unknown |  | No
6079 | 101 | CATTAIL LANE | Hallsville | 75650 | CATTAIL LANE*101 | 32.5002 | -94.5658 | Non-Lead - Plastic | Don't Know |  |  | Non-Lead - Plastic | Unknown |  | Non-Lead | No | No |  | Single Family Residence | Unknown |  | No
6080 | 100 | BLUEWING LN | Hallsville | 75650 | BLUEWING LN*100 | 32.5022 | -94.5658 | Non-Lead - Plastic | Don't Know |  |  | Non-Lead - Plastic | Unknown |  | Non-Lead | No | No |  | Single Family Residence | Unknown |  | No
6087 | 167 | LABRADOR LN | Hallsville | 75650 | LABRADOR LN*167 | 32.5029 | -94.566 | Non-Lead - Plastic | Don't Know |  |  | Non-Lead - Plastic | Unknown |  | Non-Lead | No | No |  | Single Family Residence | Unknown |  | No
6088 | 169 | LABRADOR LN | Hallsville | 75650 | LABRADOR LN*169 | 32.5028 | -94.566 | Non-Lead - Plastic | Don't Know |  |  | Non-Lead - Plastic | Unknown |  | Non-Lead | No | No |  | Single Family Residence | Unknown |  | No
6089 | 171 | LABRADOR LN | Hallsville | 75650 | LABRADOR LN*171 | 32.503 | -94.566 | Non-Lead - Plastic | Don't Know |  |  | Non-Lead - Plastic | Unknown |  | Non-Lead | No | No |  | Single Family Residence | Unknown |  | No
6090 | 322 | BOIS D ARC ST | Hallsville | 75650 | BOIS D ARC ST*322 | 32.5031 | -94.5667 | Non-Lead - Plastic | Don't Know |  |  | Non-Lead - Plastic | Unknown |  | Non-Lead | No | No |  | Single Family Residence | Unknown |  | No
6091 | 149 | LABRADOR LN | Hallsville | 75650 | LABRADOR LN*149 | 32.5009 | -94.566 | Non-Lead - Plastic | Don't Know |  |  | Non-Lead - Plastic | Unknown |  | Non-Lead | No | No |  | Single Family Residence | Unknown |  | No
6092 | 153 | LABRADOR LN | Hallsville | 75650 | LABRADOR LN*153 | 32.5012 | -94.566 | Non-Lead - Plastic | Don't Know |  |  | Non-Lead - Plastic | Unknown |  | Non-Lead | No | No |  | Single Family Residence | Unknown |  | No
6093 | 155 | LABRADOR LN | Hallsville | 75650 | LABRADOR LN*155 | 32.5016 | -94.5659 | Non-Lead - Plastic | Don't Know |  |  | Non-Lead - Plastic | Unknown |  | Non-Lead | No | No |  | Single Family Residence | Unknown |  | No
6094 | 151 | LABRADOR LN | Hallsville | 75650 | LABRADOR LN*151 | 32.5013 | -94.566 | Non-Lead - Plastic | Don't Know |  |  | Non-Lead - Plastic | Unknown |  | Non-Lead | No | No |  | Single Family Residence | Unknown |  | No
6095 | 157 | LABRADOR LN | Hallsville | 75650 | LABRADOR LN*157 | 32.5016 | -94.566 | Non-Lead - Plastic | Don't Know |  |  | Non-Lead - Plastic | Unknown |  | Non-Lead | No | No |  | Single Family Residence | Unknown |  | No
6096 | 165 | LABRADOR LN | Hallsville | 75650 | LABRADOR LN*165 | 32.5024 | -94.566 | Non-Lead - Plastic | Don't Know |  |  | Non-Lead - Plastic | Unknown |  | Non-Lead | No | No |  | Single Family Residence | Unknown |  | No
6097 | 308 | BOIS D ARC ST | Hallsville | 75650 | BOIS D ARC ST*308 | 32.503 | -94.568 | Non-Lead - Plastic | Don't Know |  |  | Non-Lead - Plastic | Unknown |  | Non-Lead | No | No |  | Single Family Residence | Unknown |  | No
6098 | 306 | BOIS D ARC ST | Hallsville | 75650 | BOIS D ARC ST*306 | 32.5029 | -94.5685 | Non-Lead - Plastic | Don't Know |  |  | Non-Lead - Plastic | Unknown |  | Non-Lead | No | No |  | Single Family Residence | Unknown |  | No
6099 | 304 | BOIS D ARC ST | Hallsville | 75650 | BOIS D ARC ST*304 | 32.5029 | -94.5685 | Non-Lead - Plastic | Don't Know |  |  | Non-Lead - Plastic | Unknown |  | Non-Lead | No | No |  | Single Family Residence | Unknown |  | No
6100 | 302 | BOIS D ARC ST | Hallsville | 75650 | BOIS D ARC ST*302 | 32.5031 | -94.5689 | Non-Lead - Plastic | Don't Know |  |  | Non-Lead - Plastic | Unknown |  | Non-Lead | No | No |  | Single Family Residence | Unknown |  | No
6101 | 301 | BOIS D ARC ST | Hallsville | 75650 | BOIS D ARC ST*301 | 32.5033 | -94.5691 | Non-Lead - Plastic | Don't Know |  |  | Non-Lead - Plastic | Unknown |  | Non-Lead | No | No |  | Single Family Residence | Unknown |  | No
6103 | 103 | PINTAIL LN | Hallsville | 75650 | PINTAIL LN*103 | 32.5008 | -94.5654 | Non-Lead - Plastic | Don't Know |  |  | Non-Lead - Plastic | Unknown |  | Non-Lead | No | No |  | Single Family Residence | Unknown |  | No
6105 | 305 | BOIS D ARC ST | Hallsville | 75650 | BOIS D ARC ST*305 | 32.5031 | -94.5685 | Non-Lead - Plastic | Don't Know |  |  | Non-Lead - Plastic | Unknown |  | Non-Lead | No | No |  | Single Family Residence | Unknown |  | No
6106 | 307 | BOIS D ARC ST | Hallsville | 75650 | BOIS D ARC ST*307 | 32.503 | -94.568 | Non-Lead - Plastic | Don't Know |  |  | Non-Lead - Plastic | Unknown |  | Non-Lead | No | No |  | Single Family Residence | Unknown |  | No
6107 | 309 | BOIS D ARC ST | Hallsville | 75650 | BOIS D ARC ST*309 | 32.5031 | -94.568 | Non-Lead - Plastic | Don't Know |  |  | Non-Lead - Plastic | Unknown |  | Non-Lead | No | No |  | Single Family Residence | Unknown |  | No
6112 | 112 | PINTAIL LN | Hallsville | 75650 | PINTAIL LN*112 | 32.5007 | -94.5643 | Non-Lead - Plastic | Don't Know |  |  | Non-Lead - Plastic | Unknown |  | Non-Lead | No | No |  | Single Family Residence | Unknown |  | No
6113 | 113 | PINTAIL LN | Hallsville | 75650 | PINTAIL LN*113 | 32.5009 | -94.5642 | Non-Lead - Plastic | Don't Know |  |  | Non-Lead - Plastic | Unknown |  | Non-Lead | No | No |  | Single Family Residence | Unknown |  | No
6114 | 114 | PINTAIL LN | Hallsville | 75650 | PINTAIL LN*114 | 32.5007 | -94.5641 | Non-Lead - Plastic | Don't Know |  |  | Non-Lead - Plastic | Unknown |  | Non-Lead | No | No |  | Single Family Residence | Unknown |  | No
6115 | 115 | PINTAIL LN | Hallsville | 75650 | PINTAIL LN*115 | 32.5008 | -94.564 | Non-Lead - Plastic | Don't Know |  |  | Non-Lead - Plastic | Unknown |  | Non-Lead | No | No |  | Single Family Residence | Unknown |  | No
6116 | 116 | PINTAIL LN | Hallsville | 75650 | PINTAIL LN*116 | 32.5007 | -94.5638 | Non-Lead - Plastic | Don't Know |  |  | Non-Lead - Plastic | Unknown |  | Non-Lead | No | No |  | Single Family Residence | Unknown |  | No
6117 | 117 | PINTAIL LN | Hallsville | 75650 | PINTAIL LN*117 | 32.5009 | -94.5638 | Non-Lead - Plastic | Don't Know |  |  | Non-Lead - Plastic | Unknown |  | Non-Lead | No | No |  | Single Family Residence | Unknown |  | No
6118 | 118 | PINTAIL LN | Hallsville | 75650 | PINTAIL LN*118 | 32.5007 | -94.5635 | Non-Lead - Plastic | Don't Know |  |  | Non-Lead - Plastic | Unknown |  | Non-Lead | No | No |  | Single Family Residence | Unknown |  | No
6119 | 102 | PINTAIL LN | Hallsville | 75650 | PINTAIL LN*102 | 32.5007 | -94.5654 | Non-Lead - Plastic | Don't Know |  |  | Non-Lead - Plastic | Unknown |  | Non-Lead | No | No |  | Single Family Residence | Unknown |  | No
6120 | 106 | PINTAIL LN | Hallsville | 75650 | PINTAIL LN*106 | 32.5007 | -94.565 | Non-Lead - Plastic | Don't Know |  |  | Non-Lead - Plastic | Unknown |  | Non-Lead | No | No |  | Single Family Residence | Unknown |  | No
6121 | 107 | PINTAIL LN | Hallsville | 75650 | PINTAIL LN*107 | 32.5008 | -94.5649 | Non-Lead - Plastic | Don't Know |  |  | Non-Lead - Plastic | Unknown |  | Non-Lead | No | No |  | Single Family Residence | Unknown |  | No
6122 | 108 | PINTAIL LN | Hallsville | 75650 | PINTAIL LN*108 | 32.5007 | -94.5647 | Non-Lead - Plastic | Don't Know |  |  | Non-Lead - Plastic | Unknown |  | Non-Lead | No | No |  | Single Family Residence | Unknown |  | No
6123 | 110 | PINTAIL LN | Hallsville | 75650 | PINTAIL LN*110 | 32.5009 | -94.5646 | Non-Lead - Plastic | Don't Know |  |  | Non-Lead - Plastic | Unknown |  | Non-Lead | No | No |  | Single Family Residence | Unknown |  | No
6124 | 100 | PINTAIL LN | Hallsville | 75650 | PINTAIL LN*100 | 32.5007 | -94.5658 | Non-Lead - Plastic | Don't Know |  |  | Non-Lead - Plastic | Unknown |  | Non-Lead | No | No |  | Single Family Residence | Unknown |  | No
6125 | 101 | PINTAIL LN | Hallsville | 75650 | PINTAIL LN*101 | 32.501 | -94.5659 | Non-Lead - Plastic | Don't Know |  |  | Non-Lead - Plastic | Unknown |  | Non-Lead | No | No |  | Single Family Residence | Unknown |  | No
6126 | 100 | CATTAIL LANE | Hallsville | 75650 | CATTAIL LANE*100 | 32.4998 | -94.5658 | Non-Lead - Plastic | Don't Know |  |  | Non-Lead - Plastic | Unknown |  | Non-Lead | No | No |  | Single Family Residence | Unknown |  | No
6127 | 116 | LABRADOR LN | Hallsville | 75650 | LABRADOR LN*116 | 32.4992 | -94.5658 | Non-Lead - Plastic | Don't Know |  |  | Non-Lead - Plastic | Unknown |  | Non-Lead | No | No |  | Single Family Residence | Unknown |  | No
6128 | 114 | LABRADOR LN | Hallsville | 75650 | LABRADOR LN*114 | 32.4988 | -94.5658 | Non-Lead - Plastic | Don't Know |  |  | Non-Lead - Plastic | Unknown |  | Non-Lead | No | No |  | Single Family Residence | Unknown |  | No
6129 | 112 | LABRADOR LN | Hallsville | 75650 | LABRADOR LN*112 | 32.4986 | -94.5658 | Non-Lead - Plastic | Don't Know |  |  | Non-Lead - Plastic | Unknown |  | Non-Lead | No | No |  | Single Family Residence | Unknown |  | No
6130 | 110 | LABRADOR LN | Hallsville | 75650 | LABRADOR LN*110 | 32.4985 | -94.5658 | Non-Lead - Plastic | Don't Know |  |  | Non-Lead - Plastic | Unknown |  | Non-Lead | No | No |  | Single Family Residence | Unknown |  | No
6131 | 100 | TEAL LN | Hallsville | 75650 | TEAL LN*100 | 32.4981 | -94.5658 | Non-Lead - Plastic | Don't Know |  |  | Non-Lead - Plastic | Unknown |  | Non-Lead | No | Don't Know |  | Single Family Residence | Unknown |  | No
6134 | 134 | TEAL LN | Hallsville | 75650 | TEAL LN*134 | 32.5002 | -94.5626 | Non-Lead - Plastic | Don't Know |  |  | Non-Lead - Plastic | Unknown |  | Non-Lead | No | No |  | Single Family Residence | Unknown |  | No
6136 | 136 | TEAL LN | Hallsville | 75650 | TEAL LN*136 | 32.5003 | -94.5624 | Non-Lead - Plastic | Don't Know |  |  | Non-Lead - Plastic | Unknown |  | Non-Lead | No | No |  | Single Family Residence | Unknown |  | No
6138 | 138 | TEAL LN | Hallsville | 75650 | TEAL LN*138 | 32.5004 | -94.5622 | Non-Lead - Plastic | Don't Know |  |  | Non-Lead - Plastic | Unknown |  | Non-Lead | No | No |  | Single Family Residence | Unknown |  | No
6140 | 140 | TEAL LN | Hallsville | 75650 | TEAL LN*140 | 32.5005 | -94.5621 | Non-Lead - Plastic | Don't Know |  |  | Non-Lead - Plastic | Unknown |  | Non-Lead | No | No |  | Single Family Residence | Unknown |  | No
6142 | 142 | TEAL LN | Hallsville | 75650 | TEAL LN*142 | 32.5008 | -94.5617 | Non-Lead - Plastic | Don't Know |  |  | Non-Lead - Plastic | Unknown |  | Non-Lead | No | No |  | Single Family Residence | Unknown |  | No
6144 | 144 | TEAL LN | Hallsville | 75650 | TEAL LN*144 | 32.5008 | -94.5618 | Non-Lead - Plastic | Don't Know |  |  | Non-Lead - Plastic | Unknown |  | Non-Lead | No | No |  | Single Family Residence | Unknown |  | No
6148 | 148 | TEAL LN | Hallsville | 75650 | TEAL LN*148 | 32.5013 | -94.5617 | Non-Lead - Plastic | Don't Know |  |  | Non-Lead - Plastic | Unknown |  | Non-Lead | No | No |  | Single Family Residence | Unknown |  | No
6150 | 150 | TEAL LN | Hallsville | 75650 | TEAL LN*150 | 32.5013 | -94.5617 | Non-Lead - Plastic | Don't Know |  |  | Non-Lead - Plastic | Unknown |  | Non-Lead | No | No |  | Single Family Residence | Unknown |  | No
6152 | 152 | TEAL LN | Hallsville | 75650 | TEAL LN*152 | 32.5018 | -94.5617 | Non-Lead - Plastic | Don't Know |  |  | Non-Lead - Plastic | Unknown |  | Non-Lead | No | No |  | Single Family Residence | Unknown |  | No
6154 | 154 | TEAL LN | Hallsville | 75650 | TEAL LN*154 | 32.5018 | -94.5617 | Non-Lead - Plastic | Don't Know |  |  | Non-Lead - Plastic | Unknown |  | Non-Lead | No | No |  | Single Family Residence | Unknown |  | No
6169 | 159 | LABRADOR LN | Hallsville | 75650 | LABRADOR LN*159 | 32.5021 | -94.566 | Non-Lead - Plastic | Don't Know |  |  | Non-Lead - Plastic | Unknown |  | Non-Lead | No | No |  | Single Family Residence | Unknown |  | No
6190 | 120 | PINTAIL LN | Hallsville | 75650 | PINTAIL LN*120 | 32.5007 | -94.5633 | Non-Lead - Plastic | Don't Know |  |  | Non-Lead - Plastic | Unknown |  | Non-Lead | No | No |  | Single Family Residence | Unknown |  | No
6199 | 323 | BOIS D ARC ST | Hallsville | 75650 | BOIS D ARC ST*323 | 32.5033 | -94.5667 | Non-Lead - Plastic | Don't Know |  |  | Non-Lead - Plastic | Unknown |  | Non-Lead | No | No |  | Single Family Residence | Unknown |  | No
6200 | 324 | BOIS D ARC ST | Hallsville | 75650 | BOIS D ARC ST*324 | 32.5032 | -94.5658 | Non-Lead - Plastic | Don't Know |  |  | Non-Lead - Plastic | Unknown |  | Non-Lead | No | No |  | Single Family Residence | Unknown |  | No
6201 | 325 | BOIS D ARC ST | Hallsville | 75650 | BOIS D ARC ST*325 | 32.5033 | -94.5663 | Non-Lead - Plastic | Don't Know |  |  | Non-Lead - Plastic | Unknown |  | Non-Lead | No | No |  | Single Family Residence | Unknown |  | No
6203 | 327 | BOIS D ARC ST | Hallsville | 75650 | BOIS D ARC ST*327 | 32.5034 | -94.5658 | Non-Lead - Plastic | Don't Know |  |  | Non-Lead - Plastic | Unknown |  | Non-Lead | No | No |  | Single Family Residence | Unknown |  | No
6204 | 329 | BOIS D ARC ST | Hallsville | 75650 | BOIS D ARC ST*329 | 32.5034 | -94.5658 | Non-Lead - Plastic | Don't Know |  |  | Non-Lead - Plastic | Unknown |  | Non-Lead | No | No |  | Single Family Residence | Unknown |  | No
6205 | 318 | BOIS D ARC ST | Hallsville | 75650 | BOIS D ARC ST*318 | 32.5031 | -94.5671 | Non-Lead - Plastic | Don't Know |  |  | Non-Lead - Plastic | Unknown |  | Non-Lead | No | No |  | Single Family Residence | Unknown |  | No
6206 | 320 | BOIS D ARC ST | Hallsville | 75650 | BOIS D ARC ST*320 | 32.5032 | -94.566724 | Non-Lead - Plastic | Don't Know |  |  | Non-Lead - Plastic | Unknown |  | Non-Lead |  | Don't Know |  | Single Family Residence | Unknown
6207 | 321 | BOIS D ARC ST | Hallsville | 75650 | BOIS D ARC ST*321 | 32.503116 | -94.566663 | Non-Lead - Plastic | Don't Know |  |  | Non-Lead - Plastic | Unknown |  | Non-Lead |  | Don't Know |  | Single Family Residence | Unknown
6208 | 314 | BOIS D ARC ST | Hallsville | 75650 | BOIS D ARC ST*314 | 32.503025 | -94.567560 | Non-Lead - Plastic | Don't Know |  |  | Non-Lead - Plastic | Unknown |  | Non-Lead |  | Don't Know |  | Single Family Residence | Unknown
6209 | 316 | BOIS D ARC ST | Hallsville | 75650 | BOIS D ARC ST*316 | 32.503143 | -94.567140 | Non-Lead - Plastic | Don't Know |  |  | Non-Lead - Plastic | Unknown |  | Non-Lead |  | Don't Know |  | Single Family Residence | Unknown
6210 | 312 | BOIS D ARC ST | Hallsville | 75650 | BOIS D ARC ST*312 | 32.503117 | -94.567585 | Non-Lead - Plastic | Don't Know |  |  | Non-Lead - Plastic | Unknown |  | Non-Lead |  | Don't Know |  | Single Family Residence | Unknown
6211 | 310 | BOIS D ARC ST | Hallsville | 75650 | BOIS D ARC ST*310 | 32.503092 | , -94.568010 | Non-Lead - Plastic | Don't Know |  |  | Non-Lead - Plastic | Unknown |  | Non-Lead |  | Don't Know |  | Single Family Residence | Unknown
6213 | 303 | BOIS D ARC ST | Hallsville | 75650 | BOIS D ARC ST*303 | 32.503095 | , -94.568510 | Non-Lead - Plastic | Don't Know |  |  | Non-Lead - Plastic | Unknown |  | Non-Lead |  | Don't Know |  | Single Family Residence | Unknown
6215 | 315 | BOIS D ARC ST | Hallsville | 75650 | BOIS D ARC ST*315 | 32.503116 | , -94.567120 | Non-Lead - Plastic | Don't Know |  |  | Non-Lead - Plastic | Unknown |  | Non-Lead |  | Don't Know |  | Single Family Residence | Unknown
6217 | 317 | BOIS D ARC ST | Hallsville | 75650 | BOIS D ARC ST*317 | 32.503350 | , -94.567207 | Non-Lead - Plastic | Don't Know |  |  | Non-Lead - Plastic | Unknown |  | Non-Lead |  | Don't Know |  | Single Family Residence | Unknown
6219 | 319 | BOIS D ARC ST | Hallsville | 75650 | BOIS D ARC ST*319 | 32.503325 | , -94.566709 | Non-Lead - Plastic | Don't Know |  |  | Non-Lead - Plastic | Unknown |  | Non-Lead |  | Don't Know |  | Single Family Residence | Unknown
6220 | 313 | BOIS D ARC ST | Hallsville | 75650 | BOIS D ARC ST*313 | 32.503243 | , -94.567528 | Non-Lead - Plastic | Don't Know |  |  | Non-Lead - Plastic | Unknown |  | Non-Lead |  | Don't Know |  | Single Family Residence | Unknown
6221 | 311 | BOIS D ARC ST | Hallsville | 75650 | BOIS D ARC ST*311 | 32.503255 | , -94.567578 | Non-Lead - Plastic | Don't Know |  |  | Non-Lead - Plastic | Unknown |  | Non-Lead |  | Don't Know |  | Single Family Residence | Unknown
6226 | 126 | PINTAIL LN | Hallsville | 75650 | PINTAIL LN*126 |  |  | Non-Lead - Plastic | Don't Know |  |  | Non-Lead - Plastic | Unknown |  | Non-Lead | No | No |  | Single Family Residence | Unknown |  | No
6300 | 100 | DECOY LN | Hallsville | 75650 | DECOY LN*100 | 32.5015 | -94.5658 | Non-Lead - Plastic | Don't Know |  |  | Non-Lead - Plastic | Unknown |  | Non-Lead | No | No |  | Single Family Residence | Unknown |  | No
6301 | 101 | DECOY LN | Hallsville | 75650 | DECOY LN*101 | 32.5017 | -94.5658 | Non-Lead - Plastic | Don't Know |  |  | Non-Lead - Plastic | Unknown |  | Non-Lead | No | No |  | Single Family Residence | Unknown |  | No
6302 | 102 | DECOY LN | Hallsville | 75650 | DECOY LN*102 | 32.5015 | -94.5653 | Non-Lead - Plastic | Don't Know |  |  | Non-Lead - Plastic | Unknown |  | Non-Lead | No | No |  | Single Family Residence | Unknown |  | No
6303 | 103 | DECOY LN | Hallsville | 75650 | DECOY LN*103 | 32.5017 | -94.5653 | Non-Lead - Plastic | Don't Know |  |  | Non-Lead - Plastic | Unknown |  | Non-Lead | No | No |  | Single Family Residence | Unknown |  | No
6304 | 104 | DECOY LN | Hallsville | 75650 | DECOY LN*104 | 32.5015 | -94.5653 | Non-Lead - Plastic | Don't Know |  |  | Non-Lead - Plastic | Unknown |  | Non-Lead | No | No |  | Single Family Residence | Unknown |  | No
6305 | 105 | DECOY LN | Hallsville | 75650 | DECOY LN*105 | 32.5017 | -94.5653 | Non-Lead - Plastic | Don't Know |  |  | Non-Lead - Plastic | Unknown |  | Non-Lead | No | No |  | Single Family Residence | Unknown |  | No
6306 | 106 | DECOY LN | Hallsville | 75650 | DECOY LN*106 | 32.5015 | -94.5649 | Non-Lead - Plastic | Don't Know |  |  | Non-Lead - Plastic | Unknown |  | Non-Lead | No | No |  | Single Family Residence | Unknown |  | No
6307 | 107 | DECOY LN | Hallsville | 75650 | DECOY LN*107 | 32.5017 | -94.565 | Non-Lead - Plastic | Don't Know |  |  | Non-Lead - Plastic | Unknown |  | Non-Lead | No | No |  | Single Family Residence | Unknown |  | No
6308 | 108 | DECOY LN | Hallsville | 75650 | DECOY LN*108 | 32.5015 | -94.5649 | Non-Lead - Plastic | Don't Know |  |  | Non-Lead - Plastic | Unknown |  | Non-Lead | No | No |  | Single Family Residence | Unknown |  | No
6309 | 109 | DECOY LN | Hallsville | 75650 | DECOY LN*109 | 32.5017 | -94.5649 | Non-Lead - Plastic | Don't Know |  |  | Non-Lead - Plastic | Unknown |  | Non-Lead | No | No |  | Single Family Residence | Unknown |  | No
6310 | 110 | DECOY LN | Hallsville | 75650 | DECOY LN*110 | 32.5015 | -94.564427 | Non-Lead - Plastic | Don't Know |  |  | Non-Lead - Plastic | Unknown |  | Non-Lead |  | Don't Know |  | Single Family Residence | Unknown
6311 | 111 | DECOY LN | Hallsville | 75650 | DECOY LN*111 | 32.5017 | -94.564417 | Non-Lead - Plastic | Don't Know | Don't Know |  | Non-Lead - Plastic | Unknown |  | Non-Lead | No | No |  | Single Family Residence | Unknown |  | No
6312 | 112 | DECOY LN | Hallsville | 75650 | DECOY LN*112 | 32.5015 | -94.564415 | Non-Lead - Plastic | Don't Know |  |  | Non-Lead - Plastic | Unknown |  | Non-Lead |  | Don't Know |  | Single Family Residence | Unknown
6313 | 113 | DECOY LN | Hallsville | 75650 | DECOY LN*113 | 32.5017 | -94.564316 | Non-Lead - Plastic | Don't Know |  |  | Non-Lead - Plastic | Unknown |  | Non-Lead |  | Don't Know |  | Single Family Residence | Unknown
6314 | 114 | DECOY LN | Hallsville | 75650 | DECOY LN*114 | 32.5015 | -94.564180 | Non-Lead - Plastic | Don't Know |  |  | Non-Lead - Plastic | Unknown |  | Non-Lead |  | Don't Know |  | Single Family Residence | Unknown
6315 | 115 | DECOY LN | Hallsville | 75650 | DECOY LN*115 | 32.5017 | -94.563992 | Non-Lead - Plastic | Don't Know |  |  | Non-Lead - Plastic | Unknown |  | Non-Lead |  | Don't Know |  | Single Family Residence | Unknown
6316 | 116 | DECOY LN | Hallsville | 75650 | DECOY LN*116 | 32.5015 | -94.563994 | Non-Lead - Plastic | Don't Know |  |  | Non-Lead - Plastic | Unknown |  | Non-Lead |  | Don't Know |  | Single Family Residence | Unknown
6317 | 117 | DECOY LN | Hallsville | 75650 | DECOY LN*117 | 32.5018 | -94.563925 | Non-Lead - Plastic | Don't Know |  |  | Non-Lead - Plastic | Unknown |  | Non-Lead |  | Don't Know |  | Single Family Residence | Unknown
6318 | 118 | DECOY LN | Hallsville | 75650 | DECOY LN*118 | 32.5015 | -94.563535 | Non-Lead - Plastic | Don't Know |  |  | Non-Lead - Plastic | Unknown |  | Non-Lead |  | Don't Know |  | Single Family Residence | Unknown
6319 | 119 | DECOY LN | Hallsville | 75650 | DECOY LN*119 | 32.5017 | -94.563506 | Non-Lead - Plastic | Don't Know |  |  | Non-Lead - Plastic | Unknown |  | Non-Lead |  | Don't Know |  | Single Family Residence | Unknown
6320 | 120 | DECOY LN | Hallsville | 75650 | DECOY LN*120 | 32.5016 | -94.563590 | Non-Lead - Plastic | Don't Know |  |  | Non-Lead - Plastic | Unknown |  | Non-Lead |  | Don't Know |  | Single Family Residence | Unknown
6321 | 121 | DECOY LN | Hallsville | 75650 | DECOY LN*121 | 32.5017 | -94.563096 | Non-Lead - Plastic | Don't Know |  |  | Non-Lead - Plastic | Unknown |  | Non-Lead |  | Don't Know |  | Single Family Residence | Unknown
6322 | 122 | DECOY LN | Hallsville | 75650 | DECOY LN*122 | 32.5015 | -94.563058 | Non-Lead - Plastic | Don't Know |  |  | Non-Lead - Plastic | Unknown |  | Non-Lead |  | Don't Know |  | Single Family Residence | Unknown
6323 | 123 | DECOY LN | Hallsville | 75650 | DECOY LN*123 | 32.5017 | -94.563001 | Non-Lead - Plastic | Don't Know |  |  | Non-Lead - Plastic | Unknown |  | Non-Lead |  | Don't Know |  | Single Family Residence | Unknown
6324 | 124 | DECOY LN | Hallsville | 75650 | DECOY LN*124 | 32.5015 | -94.563095 | Non-Lead - Plastic | Don't Know |  |  | Non-Lead - Plastic | Unknown |  | Non-Lead |  | Don't Know |  | Single Family Residence | Unknown
6325 | 125 | DECOY LN | Hallsville | 75650 | DECOY LN*125 | 32.5017 | -94.563104 | Non-Lead - Plastic | Don't Know |  |  | Non-Lead - Plastic | Unknown |  | Non-Lead |  | Don't Know |  | Single Family Residence | Unknown
6327 | 127 | DECOY LN | Hallsville | 75650 | DECOY LN*127 | 32.5018 | -94.562617 | Non-Lead - Plastic | Don't Know |  |  | Non-Lead - Plastic | Unknown |  | Non-Lead |  | Don't Know |  | Single Family Residence | Unknown
6328 | 128 | DECOY LN | Hallsville | 75650 | DECOY LN*128 | 32.5015 | -94.562569 | Non-Lead - Plastic | Don't Know |  |  | Non-Lead - Plastic | Unknown |  | Non-Lead |  | Don't Know |  | Single Family Residence | Unknown
6329 | 129 | DECOY LN | Hallsville | 75650 | DECOY LN*129 | 32.5017 | -94.562533 | Non-Lead - Plastic | Don't Know |  |  | Non-Lead - Plastic | Unknown |  | Non-Lead |  | Don't Know |  | Single Family Residence | Unknown
6330 | 130 | DECOY LN | Hallsville | 75650 | DECOY LN*130 | 32.5016 | -94.562415 | Non-Lead - Plastic | Don't Know |  |  | Non-Lead - Plastic | Unknown |  | Non-Lead |  | Don't Know |  | Single Family Residence | Unknown
6331 | 131 | DECOY LN | Hallsville | 75650 | DECOY LN*131 | 32.5017 | -94.562134 | Non-Lead - Plastic | Don't Know |  |  | Non-Lead - Plastic | Unknown |  | Non-Lead |  | Don't Know |  | Single Family Residence | Unknown
6332 | 132 | DECOY LN | Hallsville | 75650 | DECOY LN*132 | 32.5015 | -94.562101 | Non-Lead - Plastic | Don't Know |  |  | Non-Lead - Plastic | Unknown |  | Non-Lead |  | Don't Know |  | Single Family Residence | Unknown
6333 | 133 | DECOY LN | Hallsville | 75650 | DECOY LN*133 | 32.5017 | -94.562144 | Non-Lead - Plastic | Don't Know | Don't Know |  | Non-Lead - Plastic | Unknown |  | Non-Lead | No | No |  | Single Family Residence | Unknown |  | No
6404 | 104 | PINTAIL LN | Hallsville | 75650 | PINTAIL LN*104 | 32.5008 | -94.5652 | Non-Lead - Plastic | Don't Know |  | no customer side pipe | Non-Lead - Plastic | Unknown |  | Non-Lead | No | Don't Know |  | Single Family Residence | Unknown |  | No
6405 | 105 | PINTAIL LN | Hallsville | 75650 | PINTAIL LN*105 | 32.5009 | -94.5651 | Non-Lead - Plastic | Don't Know |  |  | Non-Lead | Unknown |  | Non-Lead | No | Don't Know |  | Single Family Residence | Unknown |  | No
6409 | 109 | PINTAIL LN | Hallsville | 75650 | PINTAIL LN*109 | 32.5009 | -94.5647 | Non-Lead - Plastic | Don't Know |  |  | Non-Lead - Plastic | Unknown |  | Non-Lead | No | No |  | Single Family Residence | Unknown |  | No
6411 | 111 | PINTAIL LN | Hallsville | 75650 | PINTAIL LN*111 | 32.5008 | -94.5646 | Non-Lead - Plastic | Don't Know |  |  | Non-Lead - Plastic | Unknown |  | Non-Lead | No | No |  | Single Family Residence | Unknown |  | No
6419 | 119 | PINTAIL LN | Hallsville | 75650 | PINTAIL LN*119 | 32.5009 | -94.5636 | Non-Lead - Plastic | Don't Know |  |  | Non-Lead - Plastic | Unknown |  | Non-Lead | No | No |  | Single Family Residence | Unknown |  | No
6421 | 121 | PINTAIL LN | Hallsville | 75650 | PINTAIL LN*121 | 32.5008 | -94.5633 | Non-Lead - Plastic | Don't Know |  | Vacant lot | Non-Lead - Plastic | Unknown |  | Non-Lead | No | No |  | Single Family Residence | Unknown |  | No
6422 | 122 | PINTAIL LN | Hallsville | 75650 | PINTAIL LN*122 | 32.500748 | -94.563067 | Non-Lead - Plastic | Don't Know |  |  | Non-Lead - Plastic | Unknown |  | Non-Lead |  | Don't Know |  | Single Family Residence | Unknown
6423 | 123 | PINTAIL LN | Hallsville | 75650 | PINTAIL LN*123 | 32.500867 | -94.563098 | Non-Lead - Plastic | Don't Know |  |  | Non-Lead - Plastic | Unknown |  | Non-Lead |  | Don't Know |  | Single Family Residence | Unknown
6424 | 124 | PINTAIL LN | Hallsville | 75650 | PINTAIL LN*124 | 32.5007 | -94.5628 | Non-Lead - Plastic | Don't Know |  |  | Non-Lead - Plastic | Unknown |  | Non-Lead | No | No |  | Single Family Residence | Unknown |  | No
6425 | 125 | PINTAIL LN | Hallsville | 75650 | PINTAIL LN*125 | 32.5009 | -94.5629 | Non-Lead - Plastic | Don't Know |  |  | Non-Lead - Plastic | Unknown |  | Non-Lead | No | No |  | Single Family Residence | Unknown |  | No
6590 | 590 A | MOORE LN | Hallsville | 75650 | MOORE LN*590 A | 32.4932 | -94.5654 | Non-Lead - Plastic | Don't Know |  |  | Non-Lead - Plastic | Unknown |  | Non-Lead | No | No |  | Multiple Family Residence | Unknown |  | No
6591 | 590 B | MOORE LN | Hallsville | 75650 | MOORE LN*590 B | 32.4933 | -94.5654 | Non-Lead - Plastic | Don't Know |  |  | Non-Lead - Plastic | Unknown |  | Non-Lead | No | No |  | Multiple Family Residence | Unknown |  | No
6592 | 592 A | MOORE LN | Hallsville | 75650 | MOORE LN*592 A | 32.4933 | -94.5655 | Non-Lead - Plastic | Don't Know |  |  | Non-Lead - Plastic | Unknown |  | Non-Lead | No | No |  | Multiple Family Residence | Unknown |  | No
6593 | 592 B | MOORE LN | Hallsville | 75650 | MOORE LN*592 B | 32.4933 | -94.5654 | Non-Lead - Plastic | Don't Know |  |  | Non-Lead - Plastic | Unknown |  | Non-Lead | No | No |  | Multiple Family Residence | Unknown |  | No
6594 | 594 A | MOORE LN | Hallsville | 75650 | MOORE LN*594 A | 32.4927 | -94.5654 | Non-Lead - Plastic | Don't Know |  |  | Non-Lead - Plastic | Unknown |  | Non-Lead | No | No |  | Multiple Family Residence | Unknown |  | No
6595 | 594 B | MOORE LN | Hallsville | 75650 | MOORE LN*594 B | 32.4928 | -94.5654 | Non-Lead - Plastic | Don't Know |  |  | Non-Lead - Plastic | Unknown |  | Non-Lead | No | No |  | Multiple Family Residence | Unknown |  | No
6596 | 596 A | MOORE LN | Hallsville | 75650 | MOORE LN*596 A | 32.4928 | -94.5654 | Non-Lead - Plastic | Don't Know |  |  | Non-Lead - Plastic | Unknown |  | Non-Lead | No | No |  | Multiple Family Residence | Unknown |  | No
6597 | 596 B | MOORE LN | Hallsville | 75650 | MOORE LN*596 B | 32.4928 | -94.5654 | Non-Lead - Plastic | Don't Know |  |  | Non-Lead - Plastic | Unknown |  | Non-Lead | No | No |  | Multiple Family Residence | Unknown |  | No
6699 | 103 C W | CEDAR ST | Hallsville | 75650 | CEDAR ST*103 C W | 32.499376 | -94.574342 | Non-Lead - Plastic | Don't Know | Don't Know |  | Non-Lead - Plastic | Unknown |  | Non-Lead | No | No |  | Multiple Family Residence |  |  | No
7000 | 100 | MOSSY CREEK DR | Hallsville | 75650 | MOSSY CREEK DR*100 | 32.4986 | -94.5704 | Non-Lead - Plastic | Don't Know |  |  | Non-Lead - Plastic | Unknown |  | Non-Lead | No | No |  | Single Family Residence | Unknown |  | No
7002 | 103 | MOSSY CREEK DR | Hallsville | 75650 | MOSSY CREEK DR*103 | 32.4984 | -94.5707 | Non-Lead - Plastic | Don't Know |  |  | Non-Lead - Plastic | Unknown |  | Non-Lead | No | No |  | Single Family Residence | Unknown |  | No
7003 | 104 | MOSSY CREEK DR | Hallsville | 75650 | MOSSY CREEK DR*104 | 32.4985 | -94.571 | Non-Lead - Plastic | Don't Know |  |  | Non-Lead - Plastic | Unknown |  | Non-Lead | No | No |  | Single Family Residence | Unknown |  | No
7004 | 106 | MOSSY CREEK DR | Hallsville | 75650 | MOSSY CREEK DR*106 | 32.4985 | -94.5713 | Non-Lead - Plastic | Don't Know |  |  | Non-Lead - Plastic | Unknown |  | Non-Lead | No | No |  | Single Family Residence | No |  | No
7005 | 108 | MOSSY CREEK DR | Hallsville | 75650 | MOSSY CREEK DR*108 | 32.498362 | -94.57161 | Non-Lead - Plastic | Don't Know | Don't Know |  | Non-Lead - Plastic | Unknown |  | Non-Lead | No | No |  | Single Family Residence |  |  | No
7006 | 110 | MOSSY CREEK DR | Hallsville | 75650 | MOSSY CREEK DR*110 | 32.4983 | -94.5719 | Non-Lead - Plastic | Don't Know |  |  | Non-Lead - Plastic | Unknown |  | Non-Lead | No | No |  | Single Family Residence | Unknown |  | No
7008 | 109 | MOSSY CREEK DR | Hallsville | 75650 | MOSSY CREEK DR*109 | 32.4983 | -94.5716 | Non-Lead - Plastic | Don't Know |  |  | Non-Lead - Plastic | Unknown |  | Non-Lead | No | No |  | Single Family Residence | Unknown |  | No
7009 | 107 | MOSSY CREEK DR | Hallsville | 75650 | MOSSY CREEK DR*107 | 32.4983 | -94.5713 | Non-Lead - Plastic | Don't Know |  |  | Non-Lead - Plastic | Unknown |  | Non-Lead | No | No |  | Single Family Residence | Unknown |  | No
7010 | 105 | MOSSY CREEK DR | Hallsville | 75650 | MOSSY CREEK DR*105 | 32.4983 | -94.571 | Non-Lead - Plastic | Don't Know |  |  | Non-Lead - Plastic | Unknown |  | Non-Lead | No | No |  | Single Family Residence | Unknown |  | No
7011 | 101 | MOSSY CREEK DR | Hallsville | 75650 | MOSSY CREEK DR*101 | 32.4985 | -94.5704 | Non-Lead - Plastic | Don't Know |  |  | Non-Lead - Plastic | Unknown |  | Non-Lead | No | No |  | Single Family Residence | Unknown |  | No
7012 | 102 | MOSSY CREEK DR | Hallsville | 75650 | MOSSY CREEK DR*102 | 32.4986 | -94.5707 | Non-Lead - Plastic | Don't Know |  |  | Non-Lead - Plastic | Unknown |  | Non-Lead | No | No |  | Single Family Residence | Unknown |  | No
7013 | 111 | MOSSY CREEK DR | Hallsville | 75650 | MOSSY CREEK DR*111 | 32.4983 | -94.5719 | Non-Lead - Plastic | Don't Know |  |  | Non-Lead - Plastic | Unknown |  | Non-Lead | No | No |  | Single Family Residence | Unknown |  | No
7097 | 163 | LABRADOR LN | Hallsville | 75650 | LABRADOR LN*163 | 32.5024 | -94.566 | Non-Lead - Plastic | Don't Know |  |  | Non-Lead - Plastic | Unknown |  | Non-Lead | No | No |  | Single Family Residence | Unknown |  | No
8001 | 101 | GERMANTOWN CIR | Hallsville | 75650 | GERMANTOWN CIR*101 | 32.4962 | -94.5596 | Non-Lead - Plastic | Don't Know |  |  | Non-Lead - Plastic | Unknown |  | Non-Lead | No | No |  | Single Family Residence | Unknown |  | No
8002 | 102 | GERMANTOWN CIR | Hallsville | 75650 | GERMANTOWN CIR*102 | 32.4961 | -94.5594 | Non-Lead - Plastic | Don't Know |  |  | Non-Lead - Plastic | Unknown |  | Non-Lead | No | No |  | Single Family Residence | Unknown |  | No
8003 | 103 | GERMANTOWN CIR | Hallsville | 75650 | GERMANTOWN CIR*103 | 32.496699 | -94.559454 | Non-Lead - Plastic | Don't Know |  |  | Non-Lead - Plastic | Unknown |  | Non-Lead |  | Don't Know |  | Single Family Residence | Unknown
8004 | 104 | GERMANTOWN CIR | Hallsville | 75650 | GERMANTOWN CIR*104 | 32.4965 | -94.5593 | Non-Lead - Plastic | Don't Know |  |  | Non-Lead - Plastic | Unknown |  | Non-Lead | No | No |  | Single Family Residence | Unknown |  | No
8005 | 105 | GERMANTOWN CIR | Hallsville | 75650 | GERMANTOWN CIR*105 | 32.4971 | -94.5592 | Non-Lead - Plastic | Don't Know |  |  | Non-Lead - Plastic | Unknown |  | Non-Lead | No | No |  | Single Family Residence | No |  | No
8007 | 107 | GERMANTOWN CIR | Hallsville | 75650 | GERMANTOWN CIR*107 | 32.497190 | -94.559268 | Non-Lead - Plastic | Don't Know |  |  | Non-Lead - Plastic | Unknown |  | Non-Lead |  | Don't Know |  | Single Family Residence | Unknown
8011 | 111 | GERMANTOWN CIR | Hallsville | 75650 | GERMANTOWN CIR*111 | 32.4974 | -94.559 | Non-Lead - Plastic | Don't Know |  |  | Non-Lead - Plastic | Unknown |  | Non-Lead | No | No |  | Single Family Residence | Unknown |  | No
8106 | 106 | GERMANTOWN CIR | Hallsville | 75650 | GERMANTOWN CIR*106 | 32.4965 | -94.5593 | Non-Lead - Plastic | Don't Know |  |  | Non-Lead - Plastic | Unknown |  | Non-Lead | No | No |  | Single Family Residence | Unknown |  | No
8108 | 108 | GERMANTOWN CIR | Hallsville | 75650 | GERMANTOWN CIR*108 | 32.497 | -94.5592 | Non-Lead - Plastic | Don't Know |  |  | Non-Lead - Plastic | Unknown |  | Non-Lead | No | No |  | Single Family Residence | Unknown |  | No
8109 | 109 | GERMANTOWN CIR | Hallsville | 75650 | GERMANTOWN CIR*109 | 32.4971 | -94.5592 | Non-Lead - Plastic | Don't Know |  |  | Non-Lead - Plastic | Unknown |  | Non-Lead | No | No |  | Single Family Residence | Unknown |  | No
8110 | 110 | GERMANTOWN CIR | Hallsville | 75650 | GERMANTOWN CIR*110 | 32.4969 | -94.5592 | Non-Lead - Plastic | Don't Know |  |  | Non-Lead - Plastic | Unknown |  | Non-Lead | No | No |  | Single Family Residence | Unknown |  | No
8112 | 112 | GERMANTOWN CIR | Hallsville | 75650 | GERMANTOWN CIR*112 | 32.497389 | -94.558864 | Non-Lead - Plastic | Don't Know | Don't Know |  | Non-Lead - Plastic | Unknown |  | Non-Lead | No | No |  | Single Family Residence |  |  | No
8113 | 113 | GERMANTOWN CIR | Hallsville | 75650 | GERMANTOWN CIR*113 | 32.4976 | -94.5591 | Non-Lead - Plastic | Don't Know |  |  | Non-Lead - Plastic | Unknown |  | Non-Lead | No | No |  | Single Family Residence | Unknown |  | No
8114 | 114 | GERMANTOWN CIR | Hallsville | 75650 | GERMANTOWN CIR*114 | 32.4974 | -94.559 | Non-Lead - Plastic | Don't Know |  |  | Non-Lead - Copper | Unknown |  | Non-Lead | No | Don't Know |  | Single Family Residence | Unknown |  | No
8115 | 115 | GERMANTOWN CIR | Hallsville | 75650 | GERMANTOWN CIR*115 | 32.498 | -94.5589 | Non-Lead - Plastic | Don't Know |  |  | Non-Lead - Plastic | Unknown |  | Non-Lead | No | No |  | Single Family Residence | Unknown |  | No
8116 | 116 | GERMANTOWN CIR | Hallsville | 75650 | GERMANTOWN CIR*116 | 32.4978 | -94.5588 | Non-Lead - Plastic | Don't Know |  |  | Non-Lead - Plastic | Unknown |  | Non-Lead | No | No |  | Single Family Residence | Unknown |  | No
8117 | 117 | GERMANTOWN CIR | Hallsville | 75650 | GERMANTOWN CIR*117 | 32.498 | -94.5589 | Non-Lead - Plastic | Don't Know |  |  | Non-Lead - Plastic | Unknown |  | Non-Lead | No | No |  | Single Family Residence | Unknown |  | No
8118 | 118 | GERMANTOWN CIR | Hallsville | 75650 | GERMANTOWN CIR*118 | 32.4978 | -94.5588 | Non-Lead - Plastic | Don't Know |  |  | Non-Lead - Plastic | Unknown |  | Non-Lead | No | No |  | Single Family Residence | Unknown |  | No
8119 | 119 | GERMANTOWN CIR | Hallsville | 75650 | GERMANTOWN CIR*119 | 32.4984 | -94.5587 | Non-Lead - Plastic | Don't Know |  |  | Non-Lead - Plastic | Unknown |  | Non-Lead | No | No |  | Single Family Residence | Unknown |  | No
8120 | 120 | GERMANTOWN CIR | Hallsville | 75650 | GERMANTOWN CIR*120 | 32.4981 | -94.5586 | Non-Lead - Plastic | Don't Know |  | Cannot line id city side in landscape | Non-Lead - Plastic | Unknown |  | Non-Lead | No | No |  | Single Family Residence | Unknown |  | No
8121 | 121 | GERMANTOWN CIR | Hallsville | 75650 | GERMANTOWN CIR*121 | 32.498424 | -94.558751 | Non-Lead - Plastic | Don't Know |  |  | Non-Lead - Plastic | Unknown |  | Non-Lead |  | Don't Know |  | Single Family Residence | Unknown
8122 | 122 | GERMANTOWN CIR | Hallsville | 75650 | GERMANTOWN CIR*122 | 32.4986 | -94.5585 | Non-Lead - Plastic | Don't Know |  |  | Non-Lead - Plastic | Unknown |  | Non-Lead | No | No |  | Single Family Residence | Unknown |  | No
8123 | 123 | GERMANTOWN CIR | Hallsville | 75650 | GERMANTOWN CIR*123 | 32.4988 | -94.5585 | Non-Lead - Plastic | Don't Know |  |  | Non-Lead - Plastic | Unknown |  | Non-Lead | No | No |  | Single Family Residence | Unknown |  | No
8124 | 124 | GERMANTOWN CIR | Hallsville | 75650 | GERMANTOWN CIR*124 | 32.4988 | -94.5584 | Non-Lead - Plastic | Don't Know |  |  | Non-Lead - Plastic | Unknown |  | Non-Lead | No | No |  | Single Family Residence | Unknown |  | No
8125 | 125 | GERMANTOWN CIR | Hallsville | 75650 | GERMANTOWN CIR*125 | 32.498904 | -94.558544 | Non-Lead - Plastic | Don't Know | Don't Know |  | Non-Lead - Plastic | Unknown |  | Non-Lead | No | No |  | Single Family Residence |  |  | No
8126 | 126 | GERMANTOWN CIR | Hallsville | 75650 | GERMANTOWN CIR*126 | 32.4989 | -94.5584 | Non-Lead - Plastic | Don't Know |  |  | Non-Lead - Copper | Unknown |  | Non-Lead | No | Don't Know |  | Single Family Residence | Unknown |  | No
8127 | 127 | GERMANTOWN CIR | Hallsville | 75650 | GERMANTOWN CIR*127 | 32.4992 | -94.5584 | Non-Lead - Plastic | Don't Know |  |  | Non-Lead - Plastic | Unknown |  | Non-Lead | No | No |  | Single Family Residence | Unknown |  | No
8128 | 128 | GERMANTOWN CIR | Hallsville | 75650 | GERMANTOWN CIR*128 | 32.4989 | -94.5583 | Non-Lead - Plastic | Don't Know |  |  | Non-Lead - Plastic | Unknown |  | Non-Lead | No | No |  | Single Family Residence | Unknown |  | No
8129 | 129 | GERMANTOWN CIR | Hallsville | 75650 | GERMANTOWN CIR*129 | 32.4994 | -94.5582 | Non-Lead - Plastic | Don't Know |  |  | Non-Lead - Copper | Unknown |  | Non-Lead | No | Don't Know |  | Single Family Residence | Unknown |  | No
8130 | 130 | GERMANTOWN CIR | Hallsville | 75650 | GERMANTOWN CIR*130 | 32.4992 | -94.5582 | Non-Lead - Plastic | Don't Know |  |  | Non-Lead - Plastic | Unknown |  | Non-Lead | No | No |  | Single Family Residence | Unknown |  | No
8131 | 131 | GERMANTOWN CIR | Hallsville | 75650 | GERMANTOWN CIR*131 | 32.4995 | -94.5582 | Non-Lead - Plastic | Don't Know |  |  | Non-Lead - Plastic | Unknown |  | Non-Lead | No | No |  | Single Family Residence | Unknown |  | No
8132 | 132 | GERMANTOWN CIR | Hallsville | 75650 | GERMANTOWN CIR*132 | 32.4999 | -94.5579 | Non-Lead - Plastic | Don't Know |  |  | Non-Lead - Plastic | Unknown |  | Non-Lead | No | No |  | Single Family Residence | Unknown |  | No
8133 | 133 | GERMANTOWN CIR | Hallsville | 75650 | GERMANTOWN CIR*133 | 32.4998 | -94.5581 | Non-Lead - Plastic | Don't Know |  |  | Non-Lead - Plastic | Unknown |  | Non-Lead | No | No |  | Single Family Residence | Unknown |  | No
8134 | 134 | GERMANTOWN CIR | Hallsville | 75650 | GERMANTOWN CIR*134 | 32.4999 | -94.5579 | Non-Lead - Plastic | Don't Know |  |  | Non-Lead - Plastic | Unknown |  | Non-Lead | No | No |  | Single Family Residence | Unknown |  | No
8135 | 135 | GERMANTOWN CIR | Hallsville | 75650 | GERMANTOWN CIR*135 | 32.5 | -94.558 | Non-Lead - Plastic | Don't Know |  |  | Non-Lead - Plastic | Unknown |  | Non-Lead | No | No |  | Single Family Residence | Unknown |  | No
8880 | 100 | TEX HATLEY PKWY | Hallsville | 75650 | TEX HATLEY PKWY*100 | 32.506782 | -94.582631 | Non-Lead - Plastic | Don't Know |  |  | Non-Lead - Plastic | Unknown |  | Non-Lead |  | Don't Know |  | Building | Unknown
8884 | 102 | TEX HATLEY PKWY | Hallsville | 75650 | TEX HATLEY PKWY*102 | 32.507064 | -94.582648 | Non-Lead - Plastic | Don't Know |  |  | Non-Lead - Plastic | Unknown |  | Non-Lead |  | Don't Know |  | Building | Unknown
9000 | 100 | BELLE RIVA DR | Hallsville | 75650 | BELLE RIVA DR*100 | 32.4946 | -94.5739 | Non-Lead - Plastic | Don't Know |  |  | Non-Lead - Plastic | Unknown |  | Non-Lead | No | No |  | Multiple Family Residence | No |  | No
9001 | 101 | BELLE RIVA DR | Hallsville | 75650 | BELLE RIVA DR*101 | 32.494665 | -94.573564 | Non-Lead - Plastic | Don't Know |  |  | Non-Lead - Plastic | Unknown |  | Non-Lead |  | Don't Know |  | Multiple Family Residence | Unknown
9002 | 102 | BELLE RIVA DR | Hallsville | 75650 | BELLE RIVA DR*102 | 32.4943 | -94.574 | Non-Lead - Plastic | Don't Know |  |  | Non-Lead - Plastic | Unknown |  | Non-Lead | No | No |  | Multiple Family Residence | No |  | No
9003 | 103 | BELLE RIVA DR | Hallsville | 75650 | BELLE RIVA DR*103 | 32.4945 | -94.5737 | Non-Lead - Plastic | Don't Know |  |  | Non-Lead - Plastic | Unknown |  | Non-Lead | No | No |  | Multiple Family Residence | Unknown |  | No
9004 | 104 | BELLE RIVA DR | Hallsville | 75650 | BELLE RIVA DR*104 | 32.4944 | -94.5739 | Non-Lead - Plastic | Don't Know |  |  | Non-Lead - Plastic | Unknown |  | Non-Lead | No | No |  | Multiple Family Residence | Unknown |  | No
9005 | 105 | BELLE RIVA DR | Hallsville | 75650 | BELLE RIVA DR*105 | 32.4945 | -94.5737 | Non-Lead - Plastic | Don't Know |  |  | Non-Lead - Plastic | Unknown |  | Non-Lead | No | No |  | Multiple Family Residence | Unknown |  | No
9006 | 106 | BELLE RIVA DR | Hallsville | 75650 | BELLE RIVA DR*106 | 32.4943 | -94.574 | Non-Lead - Plastic | Don't Know |  |  | Non-Lead - Plastic | Unknown |  | Non-Lead | No | No |  | Multiple Family Residence | Unknown |  | No
9007 | 107 | BELLE RIVA DR | Hallsville | 75650 | BELLE RIVA DR*107 | 32.494285 | -94.573705 | Non-Lead - Plastic | Don't Know |  |  | Non-Lead - Plastic | Unknown |  | Non-Lead |  | Don't Know |  | Multiple Family Residence | Unknown
9008 | 108 | BELLE RIVA DR | Hallsville | 75650 | BELLE RIVA DR*108 | 32.4942 | -94.5743 | Non-Lead - Plastic | Don't Know |  |  | Non-Lead - Plastic | Unknown |  | Non-Lead | No | No |  | Multiple Family Residence | Unknown |  | No
9010 | 110 | BELLE RIVA DR | Hallsville | 75650 | BELLE RIVA DR*110 | 32.4941 | -94.5745 | Non-Lead - Plastic | Don't Know |  |  | Non-Lead - Plastic | Unknown |  | Non-Lead | No | No |  | Multiple Family Residence | Unknown |  | No
9012 | 112 | BELLE RIVA DR | Hallsville | 75650 | BELLE RIVA DR*112 | 32.4941 | -94.5746 | Non-Lead - Plastic | Don't Know |  |  | Non-Lead - Plastic | Unknown |  | Non-Lead | No | No |  | Multiple Family Residence | Unknown |  | No
9013 | 113 | BELLE RIVA DR | Hallsville | 75650 | BELLE RIVA DR*113 | 32.494 | -94.5738 | Non-Lead - Plastic | Don't Know |  |  | Non-Lead - Plastic | Unknown |  | Non-Lead | No | No |  | Multiple Family Residence | Unknown |  | No
9014 | 114 | BELLE RIVA DR | Hallsville | 75650 | BELLE RIVA DR*114 | 32.4941 | -94.5747 | Non-Lead - Plastic | Don't Know |  |  | Non-Lead - Plastic | Unknown |  | Non-Lead | No | No |  | Multiple Family Residence | Unknown |  | No
9015 | 115 | BELLE RIVA DR | Hallsville | 75650 | BELLE RIVA DR*115 | 32.4941 | -94.5739 | Non-Lead - Plastic | Don't Know |  |  | Non-Lead - Plastic | Unknown |  | Non-Lead | No | No |  | Multiple Family Residence | Unknown |  | No
9016 | 116 | BELLE RIVA DR | Hallsville | 75650 | BELLE RIVA DR*116 | 32.4945 | -94.5757 | Non-Lead - Plastic | Don't Know |  |  | Non-Lead - Plastic | Unknown |  | Non-Lead | No | No |  | Multiple Family Residence | Unknown |  | No
9017 | 117 | BELLE RIVA DR | Hallsville | 75650 | BELLE RIVA DR*117 | 32.494063 | -94.573925 | Non-Lead - Plastic | Don't Know |  |  | Non-Lead - Plastic | Unknown |  | Non-Lead |  | Don't Know |  | Multiple Family Residence | Unknown
9018 | 118 | BELLE RIVA DR | Hallsville | 75650 | BELLE RIVA DR*118 | 32.494451 | -94.575494 | Non-Lead - Plastic | Don't Know |  |  | Non-Lead - Plastic | Unknown |  | Non-Lead |  | Don't Know |  | Multiple Family Residence | Unknown
9019 | 119 | BELLE RIVA DR | Hallsville | 75650 | BELLE RIVA DR*119 | 32.494 | -94.5741 | Non-Lead - Plastic | Don't Know |  |  | Non-Lead - Plastic | Unknown |  | Non-Lead | No | No |  | Multiple Family Residence | Unknown |  | No
9020 | 120 | BELLE RIVA DR | Hallsville | 75650 | BELLE RIVA DR*120 | 32.4945 | -94.5755 | Non-Lead - Plastic | Don't Know |  |  | Non-Lead - Plastic | Unknown |  | Non-Lead | No | No |  | Multiple Family Residence | Unknown |  | No
9021 | 121 | BELLE RIVA DR | Hallsville | 75650 | BELLE RIVA DR*121 | 32.494 | -94.5742 | Non-Lead - Plastic | Don't Know |  |  | Non-Lead - Plastic | Unknown |  | Non-Lead | No | No |  | Multiple Family Residence | Unknown |  | No
9022 | 122 | BELLE RIVA DR | Hallsville | 75650 | BELLE RIVA DR*122 | 32.4947 | -94.5753 | Non-Lead - Plastic | Don't Know |  |  | Non-Lead - Plastic | Unknown |  | Non-Lead | No | No |  | Multiple Family Residence | Unknown |  | No
9023 | 123 | BELLE RIVA DR | Hallsville | 75650 | BELLE RIVA DR*123 | 32.494 | -94.5745 | Non-Lead - Plastic | Don't Know |  |  | Non-Lead - Plastic | Unknown |  | Non-Lead | No | No |  | Multiple Family Residence | Unknown |  | No
9024 | 124 | BELLE RIVA DR | Hallsville | 75650 | BELLE RIVA DR*124 | 32.4947 | -94.5753 | Non-Lead - Plastic | Don't Know |  |  | Non-Lead - Plastic | Unknown |  | Non-Lead | No | No |  | Multiple Family Residence | Unknown |  | No
9025 | 125 | BELLE RIVA DR | Hallsville | 75650 | BELLE RIVA DR*125 | 32.494065 | -94.574457 | Non-Lead - Plastic | Don't Know |  |  | Non-Lead - Plastic | Unknown |  | Non-Lead |  | Don't Know |  | Multiple Family Residence | Unknown
9026 | 126 | BELLE RIVA DR | Hallsville | 75650 | BELLE RIVA DR*126 | 32.4948 | -94.5752 | Non-Lead - Plastic | Don't Know |  |  | Non-Lead - Plastic | Unknown |  | Non-Lead | No | No |  | Multiple Family Residence | Unknown |  | No
9027 | 127 | BELLE RIVA DR | Hallsville | 75650 | BELLE RIVA DR*127 | 32.494009 | -94.574641 | Non-Lead - Plastic | Don't Know |  |  | Non-Lead - Plastic | Unknown |  | Non-Lead |  | Don't Know |  | Multiple Family Residence | Unknown
9028 | 128 | BELLE RIVA DR | Hallsville | 75650 | BELLE RIVA DR*128 | 32.4949 | -94.5752 | Non-Lead - Plastic | Don't Know |  |  | Non-Lead - Plastic | Unknown |  | Non-Lead | No | No |  | Multiple Family Residence | Unknown |  | No
9029 | 129 | BELLE RIVA DR | Hallsville | 75650 | BELLE RIVA DR*129 | 32.493965 | -94.574741 | Non-Lead - Plastic | Don't Know |  |  | Non-Lead - Plastic | Unknown |  | Non-Lead |  | Don't Know |  | Multiple Family Residence | Unknown
9030 | 130 | BELLE RIVA DR | Hallsville | 75650 | BELLE RIVA DR*130 | 32.4949 | -94.575 | Non-Lead - Plastic | Don't Know |  |  | Non-Lead - Plastic | Unknown |  | Non-Lead | No | No |  | Multiple Family Residence | Unknown |  | No
9031 | 131 | BELLE RIVA DR | Hallsville | 75650 | BELLE RIVA DR*131 | 32.494007 | -94.574973 | Non-Lead - Plastic | Don't Know |  |  | Non-Lead - Plastic | Unknown |  | Non-Lead |  | Don't Know |  | Multiple Family Residence | Unknown
9033 | 133 | BELLE RIVA DR | Hallsville | 75650 | BELLE RIVA DR*133 | 32.494 | -94.575 | Non-Lead - Plastic | Don't Know |  |  | Non-Lead - Plastic | Unknown |  | Non-Lead | No | No |  | Multiple Family Residence | Unknown |  | No
9035 | 135 | BELLE RIVA DR | Hallsville | 75650 | BELLE RIVA DR*135 | 32.494 | -94.5752 | Non-Lead - Plastic | Don't Know |  |  | Non-Lead - Plastic | Unknown |  | Non-Lead | No | No |  | Multiple Family Residence | Unknown |  | No
9037 | 137 | BELLE RIVA DR | Hallsville | 75650 | BELLE RIVA DR*137 | 32.494 | -94.5753 | Non-Lead - Plastic | Don't Know |  |  | Non-Lead - Plastic | Unknown |  | Non-Lead | No | No |  | Multiple Family Residence | Unknown |  | No
9039 | 139 | BELLE RIVA DR | Hallsville | 75650 | BELLE RIVA DR*139 | 32.4939 | -94.5755 | Non-Lead - Plastic | Don't Know |  |  | Non-Lead - Plastic | Unknown |  | Non-Lead | No | Don't Know |  | Multiple Family Residence | Unknown |  | No
9041 | 141 | BELLE RIVA DR | Hallsville | 75650 | BELLE RIVA DR*141 | 32.4939 | -94.5755 | Non-Lead - Plastic | Don't Know |  |  | Non-Lead - Plastic | Unknown |  | Non-Lead | No | No |  | Multiple Family Residence | Unknown |  | No
9043 | 143 | BELLE RIVA DR | Hallsville | 75650 | BELLE RIVA DR*143 | 32.4939 | -94.5757 | Non-Lead - Plastic | Don't Know |  |  | Non-Lead - Plastic | Unknown |  | Non-Lead | No | No |  | Multiple Family Residence | Unknown |  | No
9049 | 149 | BELLE RIVA DR | Hallsville | 75650 | BELLE RIVA DR*149 | 32.494054 | -94.576044 | Non-Lead - Plastic | Don't Know |  |  | Non-Lead - Plastic | Unknown |  | Non-Lead |  | Don't Know |  | Multiple Family Residence | Unknown
9051 | 151 | BELLE RIVA DR | Hallsville | 75650 | BELLE RIVA DR*151 | 32.4941 | -94.5761 | Non-Lead - Plastic | Don't Know |  |  | Non-Lead - Plastic | Unknown |  | Non-Lead | No | No |  | Multiple Family Residence | Unknown |  | No
9053 | 153 | BELLE RIVA DR | Hallsville | 75650 | BELLE RIVA DR*153 | 32.4941 | -94.576 | Non-Lead - Plastic | Don't Know |  |  | Non-Lead - Plastic | Unknown |  | Non-Lead | No | No |  | Multiple Family Residence | Unknown |  | No
9055 | 155 | BELLE RIVA DR | Hallsville | 75650 | BELLE RIVA DR*155 | 32.4942 | -94.5759 | Non-Lead - Plastic | Don't Know |  |  | Non-Lead - Plastic | Unknown |  | Non-Lead | No | No |  | Multiple Family Residence | Unknown |  | No
9057 | 157 | BELLE RIVA DR | Hallsville | 75650 | BELLE RIVA DR*157 | 32.494499 | -94.575652 | Non-Lead - Plastic | Don't Know |  |  | Non-Lead - Plastic | Unknown |  | Non-Lead |  | Don't Know |  | Multiple Family Residence | Unknown
9059 | 159 | BELLE RIVA DR | Hallsville | 75650 | BELLE RIVA DR*159 | 32.494489 | -94.575673 | Non-Lead - Plastic | Don't Know |  |  | Non-Lead - Plastic | Unknown |  | Non-Lead |  | Don't Know |  | Multiple Family Residence | Unknown
9061 | 161 | BELLE RIVA DR | Hallsville | 75650 | BELLE RIVA DR*161 | 32.4945 | -94.5757 | Non-Lead - Plastic | Don't Know |  |  | Non-Lead - Plastic | Unknown |  | Non-Lead | No | No |  | Multiple Family Residence | Unknown |  | No
9063 | 163 | BELLE RIVA DR | Hallsville | 75650 | BELLE RIVA DR*163 | 32.4947 | -94.5755 | Non-Lead - Plastic | Don't Know |  |  | Non-Lead - Plastic | Unknown |  | Non-Lead | No | No |  | Multiple Family Residence | Unknown |  | No
9065 | 165 | BELLE RIVA DR | Hallsville | 75650 | BELLE RIVA DR*165 | 32.4948 | -94.5755 | Non-Lead - Plastic | Don't Know |  |  | Non-Lead - Plastic | Unknown |  | Non-Lead | No | No |  | Multiple Family Residence | Unknown |  | No
9067 | 167 | BELLE RIVA DR | Hallsville | 75650 | BELLE RIVA DR*167 | 32.4949 | -94.5753 | Non-Lead - Plastic | Don't Know |  |  | Non-Lead - Plastic | Unknown |  | Non-Lead | No | No |  | Multiple Family Residence | Unknown |  | No
9069 | 169 | BELLE RIVA DR | Hallsville | 75650 | BELLE RIVA DR*169 | 32.495 | -94.5753 | Non-Lead - Plastic | Don't Know |  |  | Non-Lead - Plastic | Unknown |  | Non-Lead | No | No |  | Multiple Family Residence | Unknown |  | No
9071 | 171 | BELLE RIVA DR | Hallsville | 75650 | BELLE RIVA DR*171 | 32.4949 | -94.5752 | Non-Lead - Plastic | Don't Know |  |  | Non-Lead - Plastic | Unknown |  | Non-Lead | No | Don't Know |  | Multiple Family Residence | Unknown |  | No
9080 | IRRIGATION BELLE RIVA* E | IRRIGATION BELLE RIVA* E | Hallsville | 75650 | IRRIGATION BELLE RIVA* E | 32.494043 | -94.575949 | Non-Lead - Plastic | Don't Know |  |  | Non-Lead - Plastic | Unknown |  | Non-Lead |  | Don't Know |  | Other | Unknown
9082 | IRRIGATION BELLE RIVA* S | IRRIGATION BELLE RIVA* S | Hallsville | 75650 | IRRIGATION BELLE RIVA* S | 32.494059 | -94.575919 | Non-Lead - Plastic | Don't Know |  |  | Non-Lead - Plastic | Unknown |  | Non-Lead |  | Don't Know |  | Other | Unknown
9100 | 100 | NEW BRAUNFELS LN | Hallsville | 75650 | NEW BRAUNFELS LN*100 | 32.496 | -94.5585 | Non-Lead - Plastic | Don't Know |  |  | Non-Lead - Plastic | Unknown |  | Non-Lead | No | No |  | Single Family Residence | Unknown |  | No
9101 | 101 | NEW BRAUNFELS LN | Hallsville | 75650 | NEW BRAUNFELS LN*101 | 32.4961 | -94.5586 | Non-Lead - Plastic | Don't Know |  |  | Non-Lead - Plastic | Unknown |  | Non-Lead | No | No |  | Single Family Residence | Unknown |  | No
9102 | 102 | NEW BRAUNFELS LN | Hallsville | 75650 | NEW BRAUNFELS LN*102 | 32.4959 | -94.5584 | Non-Lead - Plastic | Don't Know |  |  | Non-Lead - Plastic | Unknown |  | Non-Lead | No | No |  | Single Family Residence | Unknown |  | No
9103 | 103 | NEW BRAUNFELS LN | Hallsville | 75650 | NEW BRAUNFELS LN*103 | 32.4964 | -94.5585 | Non-Lead - Plastic | Don't Know |  |  | Non-Lead - Plastic | Unknown |  | Non-Lead | No | No |  | Single Family Residence | Unknown |  | No
9104 | 104 | NEW BRAUNFELS LN | Hallsville | 75650 | NEW BRAUNFELS LN*104 | 32.4964 | -94.5584 | Non-Lead - Plastic | Don't Know |  |  | Non-Lead - Plastic | Unknown |  | Non-Lead | No | No |  | Single Family Residence | Unknown |  | No
9105 | 105 | NEW BRAUNFELS LN | Hallsville | 75650 | NEW BRAUNFELS LN*105 | 32.4964 | -94.5584 | Non-Lead - Plastic | Don't Know |  |  | Non-Lead - Plastic | Unknown |  | Non-Lead | No | No |  | Single Family Residence | Unknown |  | No
9107 | 107 | NEW BRAUNFELS LN | Hallsville | 75650 | NEW BRAUNFELS LN*107 | 32.4969 | -94.5582 | Non-Lead - Plastic | Don't Know |  |  | Non-Lead - Plastic | Unknown |  | Non-Lead | No | No |  | Single Family Residence | Unknown |  | No
9108 | 108 | NEW BRAUNFELS LN | Hallsville | 75650 | NEW BRAUNFELS LN*108 | 32.4969 | -94.558 | Non-Lead - Plastic | Don't Know |  |  | Non-Lead - Plastic | Unknown |  | Non-Lead | No | No |  | Single Family Residence | Unknown |  | No
9109 | 109 | NEW BRAUNFELS LN | Hallsville | 75650 | NEW BRAUNFELS LN*109 | 32.497 | -94.5582 | Non-Lead - Plastic | Don't Know |  |  | Non-Lead - Plastic | Unknown |  | Non-Lead | No | No |  | Single Family Residence | Unknown |  | No
9110 | 110 | NEW BRAUNFELS LN | Hallsville | 75650 | NEW BRAUNFELS LN*110 | 32.4969 | -94.558 | Non-Lead - Plastic | Don't Know |  |  | Non-Lead - Plastic | Unknown |  | Non-Lead | No | No |  | Single Family Residence | Unknown |  | No
9111 | 111 | NEW BRAUNFELS LN | Hallsville | 75650 | NEW BRAUNFELS LN*111 | 32.497504 | -94.558019 | Non-Lead - Plastic | Don't Know |  |  | Non-Lead - Plastic | Unknown |  | Non-Lead |  | Don't Know |  | Single Family Residence | Unknown
9112 | 112 | NEW BRAUNFELS LN | Hallsville | 75650 | NEW BRAUNFELS LN*112 | 32.4974 | -94.5578 | Non-Lead - Plastic | Don't Know |  |  | Non-Lead - Plastic | Unknown |  | Non-Lead | No | No |  | Single Family Residence | Unknown |  | No
9113 | 113 | NEW BRAUNFELS LN | Hallsville | 75650 | NEW BRAUNFELS LN*113 | 32.4974 | -94.558 | Non-Lead - Plastic | Don't Know |  |  | Non-Lead - Plastic | Unknown |  | Non-Lead | No | No |  | Single Family Residence | Unknown |  | No
9114 | 114 | NEW BRAUNFELS LN | Hallsville | 75650 | NEW BRAUNFELS LN*114 | 32.4974 | -94.5578 | Non-Lead - Plastic | Don't Know |  |  | Non-Lead - Plastic | Unknown |  | Non-Lead | No | No |  | Single Family Residence | Unknown |  | No
9115 | 115 | NEW BRAUNFELS LN | Hallsville | 75650 | NEW BRAUNFELS LN*115 | 32.4977 | -94.558 | Non-Lead - Plastic | Don't Know |  |  | Non-Lead - Plastic | Unknown |  | Non-Lead | No | No |  | Single Family Residence | Unknown |  | No
9116 | 116 | NEW BRAUNFELS LN | Hallsville | 75650 | NEW BRAUNFELS LN*116 | 32.497677 | -94.557714 | Non-Lead - Plastic | Don't Know |  |  | Non-Lead - Plastic | Unknown |  | Non-Lead |  | Don't Know |  | Single Family Residence | Unknown
9120 | 200 | NEW BRAUNFELS LN | Hallsville | 75650 | NEW BRAUNFELS LN*200 | 32.4984 | -94.5575 | Non-Lead - Plastic | Don't Know |  |  | Non-Lead - Plastic | Unknown |  | Non-Lead | No | No |  | Single Family Residence | Unknown |  | No
9121 | 201 | NEW BRAUNFELS LN | Hallsville | 75650 | NEW BRAUNFELS LN*201 | 32.4984 | -94.5577 | Non-Lead - Plastic | Don't Know |  |  | Non-Lead - Plastic | Unknown |  | Non-Lead | No | No |  | Single Family Residence | Unknown |  | No
9122 | 202 | NEW BRAUNFELS LN | Hallsville | 75650 | NEW BRAUNFELS LN*202 | 32.4986 | -94.5574 | Non-Lead - Plastic | Don't Know |  |  | Non-Lead - Plastic | Unknown |  | Non-Lead | No | No |  | Single Family Residence | Unknown |  | No
9123 | 203 | NEW BRAUNFELS LN | Hallsville | 75650 | NEW BRAUNFELS LN*203 | 32.4986 | -94.5575 | Non-Lead - Plastic | Don't Know |  |  | Non-Lead - Plastic | Unknown |  | Non-Lead | No | No |  | Single Family Residence | Unknown |  | No
9124 | 204 | NEW BRAUNFELS LN | Hallsville | 75650 | NEW BRAUNFELS LN*204 | 32.4986 | -94.5574 | Non-Lead - Plastic | Don't Know |  |  | Non-Lead - Plastic | Unknown |  | Non-Lead | No | No |  | Single Family Residence | Unknown |  | No
9125 | 205 | NEW BRAUNFELS LN | Hallsville | 75650 | NEW BRAUNFELS LN*205 | 32.4986 | -94.5575 | Non-Lead - Plastic | Don't Know |  |  | Non-Lead - Plastic | Unknown |  | Non-Lead | No | No |  | Single Family Residence | Unknown |  | No
9127 | 207 | NEW BRAUNFELS LN | Hallsville | 75650 | NEW BRAUNFELS LN*207 | 32.4992 | -94.5573 | Non-Lead - Plastic | Don't Know |  |  | Non-Lead - Plastic | Unknown |  | Non-Lead | No | No |  | Single Family Residence | Unknown |  | No
9128 | 208 | NEW BRAUNFELS LN | Hallsville | 75650 | NEW BRAUNFELS LN*208 | 32.4991 | -94.5572 | Non-Lead - Plastic | Don't Know |  |  | Non-Lead - Plastic | Unknown |  | Non-Lead | No | No |  | Single Family Residence | Unknown |  | No
9129 | 209 | NEW BRAUNFELS LN | Hallsville | 75650 | NEW BRAUNFELS LN*209 | 32.499165 | -94.557422 | Non-Lead - Plastic | Don't Know |  |  | Non-Lead - Plastic | Unknown |  | Non-Lead |  | Don't Know |  | Single Family Residence | Unknown
9130 | 210 | NEW BRAUNFELS LN | Hallsville | 75650 | NEW BRAUNFELS LN*210 | 32.4994 | -94.5572 | Non-Lead - Plastic | Don't Know |  |  | Non-Lead - Plastic | Unknown |  | Non-Lead | No | No |  | Single Family Residence | Unknown |  | No
9131 | 211 | NEW BRAUNFELS LN | Hallsville | 75650 | NEW BRAUNFELS LN*211 | 32.4995 | -94.5572 | Non-Lead - Plastic | Don't Know |  |  | Non-Lead - Plastic | Unknown |  | Non-Lead | No | No |  | Single Family Residence | Unknown |  | No
9200 | 100 | FREDRICKSBURG CIR | Hallsville | 75650 | FREDRICKSBURG CIR*100 | 32.496 | -94.5599 | Non-Lead - Plastic | Don't Know |  |  | Non-Lead - Plastic | Unknown |  | Non-Lead | No | No |  | Single Family Residence | Unknown |  | No
9201 | 101 | FREDRICKSBURG CIR | Hallsville | 75650 | FREDRICKSBURG CIR*101 | 32.4959 | -94.5598 | Non-Lead - Plastic | Don't Know |  |  | Non-Lead - Plastic | Unknown |  | Non-Lead | No | No |  | Single Family Residence | Unknown |  | No
9202 | 102 | FREDRICKSBURG CIR | Hallsville | 75650 | FREDRICKSBURG CIR*102 | 32.496 | -94.5601 | Non-Lead - Plastic | Don't Know |  |  | Non-Lead - Plastic | Unknown |  | Non-Lead | No | No |  | Single Family Residence | Unknown |  | No
9203 | 103 | FREDRICKSBURG CIR | Hallsville | 75650 | FREDRICKSBURG CIR*103 | 32.4959 | -94.5601 | Non-Lead - Plastic | Don't Know |  |  | Non-Lead - Plastic | Unknown |  | Non-Lead | No | No |  | Single Family Residence | Unknown |  | No
9204 | 104 | FREDRICKSBURG CIR | Hallsville | 75650 | FREDRICKSBURG CIR*104 | 32.496 | -94.5601 | Non-Lead - Plastic | Don't Know |  |  | Non-Lead - Plastic | Unknown |  | Non-Lead | No | No |  | Single Family Residence | Unknown |  | No
9205 | 105 | FREDRICKSBURG CIR | Hallsville | 75650 | FREDRICKSBURG CIR*105 | 32.4959 | -94.5601 | Non-Lead - Plastic | Don't Know |  |  | Non-Lead - Plastic | Unknown |  | Non-Lead | No | No |  | Single Family Residence | Unknown |  | No
9206 | 106 | FREDRICKSBURG CIR | Hallsville | 75650 | FREDRICKSBURG CIR*106 | 32.496 | -94.5604 | Non-Lead - Plastic | Don't Know |  |  | Non-Lead - Plastic | Unknown |  | Non-Lead | No | No |  | Single Family Residence | Unknown |  | No
9207 | 107 | FREDRICKSBURG CIR | Hallsville | 75650 | FREDRICKSBURG CIR*107 | 32.4959 | -94.5604 | Non-Lead - Plastic | Don't Know |  |  | Non-Lead - Plastic | Unknown |  | Non-Lead | No | No |  | Single Family Residence | Unknown |  | No
9208 | 108 | FREDRICKSBURG CIR | Hallsville | 75650 | FREDRICKSBURG CIR*108 | 32.4961 | -94.5605 | Non-Lead - Plastic | Don't Know |  |  | Non-Lead - Plastic | Unknown |  | Non-Lead | No | No |  | Single Family Residence | Unknown |  | No
9209 | 109 | FREDRICKSBURG CIR | Hallsville | 75650 | FREDRICKSBURG CIR*109 |  |  | Non-Lead - Plastic | Don't Know |  |  | Non-Lead - Plastic | Unknown |  | Non-Lead | No | No |  | Single Family Residence | Unknown |  | No
9210 | 110 | FREDRICKSBURG CIR | Hallsville | 75650 | FREDRICKSBURG CIR*110 | 32.496 | -94.5608 | Non-Lead - Plastic | Don't Know |  |  | Non-Lead - Plastic | Unknown |  | Non-Lead | No | No |  | Single Family Residence | Unknown |  | No
9211 | 111 | FREDRICKSBURG CIR | Hallsville | 75650 | FREDRICKSBURG CIR*111 | 32.495840 | -94.560703 | Non-Lead - Plastic | Don't Know |  |  | Non-Lead - Plastic | Unknown |  | Non-Lead |  | Don't Know |  | Single Family Residence | Unknown
9212 | 112 | FREDRICKSBURG CIR | Hallsville | 75650 | FREDRICKSBURG CIR*112 | 32.496 | -94.5608 | Non-Lead - Plastic | Don't Know |  |  | Non-Lead - Plastic | Unknown |  | Non-Lead | No | No |  | Single Family Residence | Unknown |  | No
9213 | 113 | FREDRICKSBURG CIR | Hallsville | 75650 | FREDRICKSBURG CIR*113 | 32.4958 | -94.5608 | Non-Lead - Plastic | Don't Know |  |  | Non-Lead - Plastic | Unknown |  | Non-Lead | No | No |  | Single Family Residence | Unknown |  | No
10100 | 100 | CHAMPIONS DR | Hallsville | 75650 | CHAMPIONS DR*100 | 32.495757 | -94.565979 | Non-Lead - Plastic | Don't Know |  |  | Non-Lead - Plastic | Unknown |  | Non-Lead |  | Don't Know |  | Single Family Residence | Unknown
10102 | 102 | CHAMPIONS DR | Hallsville | 75650 | CHAMPIONS DR*102 | 32.495766 | -94.565963 | Non-Lead - Plastic | Don't Know |  |  | Non-Lead - Plastic | Unknown |  | Non-Lead |  | Don't Know |  | Single Family Residence | Unknown
10103 | 103 | CHAMPIONS DR | Hallsville | 75650 | CHAMPIONS DR*103 | 32.495715 | -94.566116 | Non-Lead - Plastic | Don't Know |  |  | Non-Lead - Plastic | Unknown |  | Non-Lead |  | Don't Know |  | Single Family Residence | Unknown
10104 | 104 | CHAMPIONS DR | Hallsville | 75650 | CHAMPIONS DR*104 | 32.496088 | -94.565925 | Non-Lead - Plastic | Don't Know |  |  | Non-Lead - Plastic | Unknown |  | Non-Lead |  | Don't Know |  | Single Family Residence | Unknown
10105 | 105 | CHAMPIONS DR | Hallsville | 75650 | CHAMPIONS DR*105 | 32.4961 | -94.5661 | Non-Lead - Plastic | Don't Know |  |  | Non-Lead - Plastic | Unknown |  | Non-Lead | No | No |  | Single Family Residence | Unknown |  | No
10106 | 106 | CHAMPIONS DR | Hallsville | 75650 | CHAMPIONS DR*106 | 32.496109 | -94.565925 | Non-Lead - Plastic | Don't Know |  |  | Non-Lead - Plastic | Unknown |  | Non-Lead |  | Don't Know |  | Single Family Residence | Unknown
10107 | 107 | CHAMPIONS DR | Hallsville | 75650 | CHAMPIONS DR*107 | 32.496057 | -94.566118 | Non-Lead - Plastic | Don't Know |  |  | Non-Lead - Plastic | Unknown |  | Non-Lead |  | Don't Know |  | Single Family Residence | Unknown
10108 | 108 | CHAMPIONS DR | Hallsville | 75650 | CHAMPIONS DR*108 | 32.496373 | -94.565989 | Non-Lead - Plastic | Don't Know |  |  | Non-Lead - Plastic | Unknown |  | Non-Lead |  | Don't Know |  | Single Family Residence | Unknown
10109 | 109 | CHAMPIONS DR | Hallsville | 75650 | CHAMPIONS DR*109 | 32.4964 | -94.5662 | Non-Lead - Plastic | Don't Know |  |  | Non-Lead - Plastic | Unknown |  | Non-Lead | No | No |  | Single Family Residence | Unknown |  | No
10110 | 110 | CHAMPIONS DR | Hallsville | 75650 | CHAMPIONS DR*110 | 32.496414 | -94.565941 | Non-Lead - Plastic | Don't Know |  |  | Non-Lead - Plastic | Unknown |  | Non-Lead |  | Don't Know |  | Single Family Residence | Unknown
10111 | 111 | CHAMPIONS DR | Hallsville | 75650 | CHAMPIONS DR*111 | 32.4964 | -94.5661 | Non-Lead - Plastic | Don't Know |  |  | Non-Lead - Plastic | Unknown |  | Non-Lead | No | No |  | Single Family Residence | Unknown |  | No
11100 | 100 | BALL PARK DR | Hallsville | 75650 | BALL PARK DR*100 | 32.495720 | -94.565141 | Non-Lead - Plastic | Don't Know |  |  | Non-Lead - Plastic | Unknown |  | Non-Lead |  | Don't Know |  | Single Family Residence | Unknown
11101 | 101 | BALL PARK DR | Hallsville | 75650 | BALL PARK DR*101 | 32.495749 | -94.565402 | Non-Lead - Plastic | Don't Know |  |  | Non-Lead - Plastic | Unknown |  | Non-Lead |  | Don't Know |  | Single Family Residence | Unknown
11102 | 102 | BALL PARK DR | Hallsville | 75650 | BALL PARK DR*102 | 32.495771 | -94.565147 | Non-Lead - Plastic | Don't Know |  |  | Non-Lead - Plastic | Unknown |  | Non-Lead |  | Don't Know |  | Single Family Residence | Unknown
11103 | 103 | BALL PARK DR | Hallsville | 75650 | BALL PARK DR*103 | 32.4958 | -94.5653 | Non-Lead - Plastic | Don't Know |  |  | Non-Lead - Plastic | Unknown |  | Non-Lead | No | No |  | Single Family Residence | Unknown |  | No
11104 | 104 | BALL PARK DR | Hallsville | 75650 | BALL PARK DR*104 | 32.496101 | -94.565171 | Non-Lead - Plastic | Don't Know |  |  | Non-Lead - Plastic | Unknown |  | Non-Lead |  | Don't Know |  | Single Family Residence | Unknown
11105 | 105 | BALL PARK DR | Hallsville | 75650 | BALL PARK DR*105 | 32.4961 | -94.5654 | Non-Lead - Plastic | Don't Know |  |  | Non-Lead - Plastic | Unknown |  | Non-Lead | No | Don't Know |  | Single Family Residence | Unknown |  | No
11106 | 106 | BALL PARK DR | Hallsville | 75650 | BALL PARK DR*106 | 32.496097 | -94.565224 | Non-Lead - Plastic | Don't Know |  |  | Non-Lead - Plastic | Unknown |  | Non-Lead |  | Don't Know |  | Single Family Residence | Unknown
11107 | 107 | BALL PARK DR | Hallsville | 75650 | BALL PARK DR*107 | 32.4961 | -94.5654 | Non-Lead - Plastic | Don't Know |  |  | Non-Lead - Plastic | Unknown |  | Non-Lead | No | No |  | Single Family Residence | Unknown |  | No
11108 | 108 | BALL PARK DR | Hallsville | 75650 | BALL PARK DR*108 | 32.496403 | -94.565149 | Non-Lead - Plastic | Don't Know |  |  | Non-Lead - Plastic | Unknown |  | Non-Lead |  | Don't Know |  | Single Family Residence | Unknown
11109 | 109 | BALL PARK DR | Hallsville | 75650 | BALL PARK DR*109 | 32.4963 | -94.5654 | Non-Lead - Plastic | Don't Know |  |  | Non-Lead - Plastic | Unknown |  | Non-Lead | No | No |  | Single Family Residence | Unknown |  | No
11110 | 110 | BALL PARK DR | Hallsville | 75650 | BALL PARK DR*110 | 32.4964 | -94.5652 | Non-Lead - Plastic | Don't Know |  |  | Non-Lead - Plastic | Unknown |  | Non-Lead | No | No |  | Single Family Residence | Unknown |  | No
11111 | 111 | BALL PARK DR | Hallsville | 75650 | BALL PARK DR*111 | 32.496406 | -94.565377 | Non-Lead - Plastic | Don't Know |  |  | Non-Lead - Plastic | Unknown |  | Non-Lead |  | Don't Know |  | Single Family Residence | Unknown
12101 | 101 | LETTERMAN LN | Hallsville | 75650 | LETTERMAN LN*101 | 32.496728 | -94.566321 | Non-Lead - Plastic | Don't Know |  |  | Non-Lead - Plastic | Unknown |  | Non-Lead |  | Don't Know |  | Single Family Residence | Unknown
12103 | 103 | LETTERMAN LN | Hallsville | 75650 | LETTERMAN LN*103 | 32.496741 | -94.566278 | Non-Lead - Plastic | Don't Know |  |  | Non-Lead - Plastic | Unknown |  | Non-Lead |  | Don't Know |  | Single Family Residence | Unknown
12105 | 105 | LETTERMAN LN | Hallsville | 75650 | LETTERMAN LN*105 | 32.496752 | -94.565876 | Non-Lead - Plastic | Don't Know |  |  | Non-Lead - Plastic | Unknown |  | Non-Lead |  | Don't Know |  | Single Family Residence | Unknown
12107 | 107 | LETTERMAN LN | Hallsville | 75650 | LETTERMAN LN*107 | 32.4967 | -94.5658 | Non-Lead - Plastic | Don't Know |  |  | Non-Lead - Plastic | Unknown |  | Non-Lead | No | No |  | Single Family Residence | Unknown |  | No
12109 | 109 | LETTERMAN LN | Hallsville | 75650 | LETTERMAN LN*109 | 32.496777 | -94.565483 | Non-Lead - Plastic | Don't Know |  |  | Non-Lead - Plastic | Unknown |  | Non-Lead |  | Don't Know |  | Single Family Residence | Unknown
12111 | 111 | LETTERMAN LN | Hallsville | 75650 | LETTERMAN LN*111 | 32.496783 | -94.565486 | Non-Lead - Plastic | Don't Know |  |  | Non-Lead - Plastic | Unknown |  | Non-Lead |  | Don't Know |  | Single Family Residence | Unknown
12113 | 113 | LETTERMAN LN | Hallsville | 75650 | LETTERMAN LN*113 | 32.4967 | -94.5651 | Non-Lead - Plastic | Don't Know |  |  | Non-Lead - Plastic | Unknown |  | Non-Lead | No | No |  | Single Family Residence | Unknown |  | No
13200 | 200 | LAFOY LN | Hallsville | 75650 | LAFOY LN*200 | 32.4973 | -94.572 | Non-Lead - Plastic | Don't Know |  |  | Non-Lead - Plastic | Unknown |  | Non-Lead | No | No |  | Single Family Residence | Unknown |  | No
13201 | 201 | LAFOY LN | Hallsville | 75650 | LAFOY LN*201 | 32.4975 | -94.572 | Non-Lead - Plastic | Don't Know |  |  | Non-Lead - Plastic | Unknown |  | Non-Lead | No | No |  | Single Family Residence | Unknown |  | No
13202 | 202 | LAFOY LN | Hallsville | 75650 | LAFOY LN*202 | 32.4974 | -94.5715 | Non-Lead - Plastic | Don't Know |  |  | Non-Lead - Plastic | Unknown |  | Non-Lead | No | No |  | Single Family Residence | Unknown |  | No
13203 | 203 | LAFOY LN | Hallsville | 75650 | LAFOY LN*203 | 32.4975 | -94.5718 | Non-Lead - Plastic | Don't Know |  |  | Non-Lead - Plastic | Unknown |  | Non-Lead | No | No |  | Single Family Residence | Unknown |  | No
13204 | 204 | LAFOY LN | Hallsville | 75650 | LAFOY LN*204 | 32.497370 | -94.571380 | Non-Lead - Plastic | Don't Know |  |  | Non-Lead - Plastic | Unknown |  | Non-Lead |  | Don't Know |  | Single Family Residence | Unknown
13205 | 205 | LAFOY LN | Hallsville | 75650 | LAFOY LN*205 | 32.4975 | -94.5715 | Non-Lead - Plastic | Don't Know |  |  | Non-Lead - Plastic | Unknown |  | Non-Lead | No | No |  | Single Family Residence | Unknown |  | No
13206 | 206 | LAFOY LN | Hallsville | 75650 | LAFOY LN*206 | 32.4974 | -94.5713 | Non-Lead - Plastic | Don't Know |  |  | Non-Lead - Plastic | Unknown |  | Non-Lead | No | No |  | Single Family Residence | Unknown |  | No
13207 | 207 | LAFOY LN | Hallsville | 75650 | LAFOY LN*207 | 32.4975 | -94.5711 | Non-Lead - Plastic | Don't Know |  |  | Non-Lead - Plastic | Unknown |  | Non-Lead | No | No |  | Single Family Residence | Unknown |  | No
13209 | 209 | LAFOY LN | Hallsville | 75650 | LAFOY LN*209 | 32.4974 | -94.5716 | Non-Lead - Plastic | Don't Know |  |  | Non-Lead - Plastic | Unknown |  | Non-Lead | No | No |  | Single Family Residence | Unknown |  | No
13211 | 211 | LAFOY LN | Hallsville | 75650 | LAFOY LN*211 | 32.4977 | -94.5707 | Non-Lead - Plastic | Don't Know |  |  | Non-Lead - Plastic | Unknown |  | Non-Lead | No | No |  | Single Family Residence | Unknown |  | No
13212 | 212 | LAFOY LN | Hallsville | 75650 | LAFOY LN*212 | 32.4976 | -94.5704 | Non-Lead - Plastic | Don't Know |  |  | Non-Lead - Plastic | Unknown |  | Non-Lead | No | No |  | Single Family Residence | Unknown |  | No
13213 | 213 | LAFOY LN | Hallsville | 75650 | LAFOY LN*213 | 32.4977 | -94.5704 | Non-Lead - Plastic | Don't Know |  |  | Non-Lead - Plastic | Unknown |  | Non-Lead | No | No |  | Single Family Residence | Unknown |  | No
14000 |  | CIDER POINT SPRINKLER | Hallsville | 75650 | CIDER POINT SPRINKLER* | 32.5125 | -94.5926 | Non-Lead - Plastic | Don't Know |  |  | Non-Lead - Plastic | Unknown |  | Non-Lead | No | No |  | Single Family Residence | Unknown |  | No
14100 | 100 | CIDER POINT LN | Hallsville | 75650 | CIDER POINT LN*100 | 32.5125 | -94.5928 | Non-Lead - Plastic | Don't Know |  |  | Non-Lead - Plastic | Unknown |  | Non-Lead | No | No |  | Multiple Family Residence | No |  | No
14101 | 101 | CIDER POINT LN | Hallsville | 75650 | CIDER POINT LN*101 | 32.5123 | -94.5925 | Non-Lead - Plastic | Don't Know |  |  | Non-Lead - Plastic | Unknown |  | Non-Lead | No | No |  | Multiple Family Residence | No |  | No
14102 | 102 | CIDER POINT LN | Hallsville | 75650 | CIDER POINT LN*102 | 32.5128 | -94.5929 | Non-Lead - Plastic | Don't Know |  |  | Non-Lead - Plastic | Unknown |  | Non-Lead | No | No |  | Multiple Family Residence | No |  | No
14103 | 103 | CIDER POINT LN | Hallsville | 75650 | CIDER POINT LN*103 | 32.5124 | -94.5929 | Non-Lead - Plastic | Don't Know |  |  | Non-Lead - Plastic | Unknown |  | Non-Lead | No | No |  | Multiple Family Residence | No |  | No
14104 | 104 | CIDER POINT LN | Hallsville | 75650 | CIDER POINT LN*104 | 32.5128 | -94.593 | Non-Lead - Plastic | Don't Know |  |  | Non-Lead - Plastic | Unknown |  | Non-Lead | No | No |  | Multiple Family Residence | No |  | No
14105 | 105 | CIDER POINT LN | Hallsville | 75650 | CIDER POINT LN*105 | 32.512372 | -94.592847 | Non-Lead - Plastic | Don't Know |  |  | Non-Lead - Plastic | Unknown |  | Non-Lead |  | Don't Know |  | Multiple Family Residence | Unknown
14106 | 106 | CIDER POINT LN | Hallsville | 75650 | CIDER POINT LN*106 | 32.513 | -94.593 | Non-Lead - Plastic | Don't Know |  |  | Non-Lead - Plastic | Unknown |  | Non-Lead | No | No |  | Multiple Family Residence | No |  | No
14107 | 107 | CIDER POINT LN | Hallsville | 75650 | CIDER POINT LN*107 | 32.5125 | -94.5931 | Non-Lead - Plastic | Don't Know |  |  | Non-Lead - Plastic | Unknown |  | Non-Lead | No | No |  | Multiple Family Residence | No |  | No
14108 | 108 | CIDER POINT LN | Hallsville | 75650 | CIDER POINT LN*108 | 32.513 | -94.5931 | Non-Lead - Plastic | Don't Know |  |  | Non-Lead - Plastic | Unknown |  | Non-Lead | No | No |  | Multiple Family Residence | Unknown |  | No
14109 | 109 | CIDER POINT LN | Hallsville | 75650 | CIDER POINT LN*109 | 32.5125 | -94.593 | Non-Lead - Plastic | Don't Know |  |  | Non-Lead - Plastic | Unknown |  | Non-Lead | No | Don't Know |  | Multiple Family Residence | Unknown |  | No
14110 | 110 | CIDER POINT LN | Hallsville | 75650 | CIDER POINT LN*110 | 32.513 | -94.5931 | Non-Lead - Plastic | Don't Know |  |  | Non-Lead - Plastic | Unknown |  | Non-Lead | No | No |  | Multiple Family Residence | No |  | No
14111 | 111 | CIDER POINT LN | Hallsville | 75650 | CIDER POINT LN*111 | 32.5128 | -94.5932 | Non-Lead - Plastic | Don't Know |  |  | Non-Lead - Plastic | Unknown |  | Non-Lead | No | No |  | Multiple Family Residence | No |  | No
14112 | 112 | CIDER POINT LN | Hallsville | 75650 | CIDER POINT LN*112 | 32.5133 | -94.5932 | Non-Lead - Plastic | Don't Know |  |  | Non-Lead - Plastic | Unknown |  | Non-Lead | No | No |  | Multiple Family Residence | No |  | No
14113 | 113 | CIDER POINT LN | Hallsville | 75650 | CIDER POINT LN*113 | 32.512756 | -94.593134 | Non-Lead - Plastic | Don't Know | Don't Know |  | Non-Lead - Plastic | Unknown |  | Non-Lead | No | No |  | Multiple Family Residence | Unknown |  | No
14114 | 114 | CIDER POINT LN | Hallsville | 75650 | CIDER POINT LN*114 | 32.5134 | -94.5933 | Non-Lead - Plastic | Don't Know |  |  | Non-Lead - Plastic | Unknown |  | Non-Lead | No | No |  | Multiple Family Residence | No |  | No
14115 | 115 | CIDER POINT LN | Hallsville | 75650 | CIDER POINT LN*115 | 32.513 | -94.5933 | Non-Lead - Plastic | Don't Know |  |  | Non-Lead - Plastic | Unknown |  | Non-Lead | No | No |  | Multiple Family Residence | No |  | No
14116 | 116 | CIDER POINT LN | Hallsville | 75650 | CIDER POINT LN*116 | 32.5134 | -94.5933 | Non-Lead - Plastic | Don't Know |  |  | Non-Lead - Plastic | Unknown |  | Non-Lead | No | No |  | Multiple Family Residence | No |  | No
14118 | 118 | CIDER POINT LN | Hallsville | 75650 | CIDER POINT LN*118 | 32.513611 | -94.593377 | Non-Lead - Plastic | Don't Know |  |  | Non-Lead - Plastic | Unknown |  | Non-Lead |  | Don't Know |  | Multiple Family Residence | Unknown
14119 | 119 | CIDER POINT LN | Hallsville | 75650 | CIDER POINT LN*119 | 32.513211 | -94.593387 | Non-Lead - Plastic | Don't Know |  |  | Non-Lead - Plastic | Unknown |  | Non-Lead |  | Don't Know |  | Multiple Family Residence | Unknown
14120 | 120 | CIDER POINT LN | Hallsville | 75650 | CIDER POINT LN*120 | 32.5136 | -94.5934 | Non-Lead - Plastic | Don't Know |  |  | Non-Lead - Plastic | Unknown |  | Non-Lead | No | No |  | Multiple Family Residence | Unknown |  | No
14121 | 121 | CIDER POINT LN | Hallsville | 75650 | CIDER POINT LN*121 | 32.513299 | -94.593464 | Non-Lead - Plastic | Don't Know |  |  | Non-Lead - Plastic | Unknown |  | Non-Lead |  | Don't Know |  | Multiple Family Residence | Unknown
14122 | 122 | CIDER POINT LN | Hallsville | 75650 | CIDER POINT LN*122 | 32.5138 | -94.5935 | Non-Lead - Plastic | Don't Know |  |  | Non-Lead - Plastic | Unknown |  | Non-Lead | No | No |  | Multiple Family Residence | Unknown |  | No
14123 | 123 | CIDER POINT LN | Hallsville | 75650 | CIDER POINT LN*123 | 32.513325 | -94.593471 | Non-Lead - Plastic | Don't Know |  |  | Non-Lead - Plastic | Unknown |  | Non-Lead |  | Don't Know |  | Multiple Family Residence | Unknown
14124 | 124 | CIDER POINT LN | Hallsville | 75650 | CIDER POINT LN*124 | 32.5138 | -94.5935 | Non-Lead - Plastic | Don't Know |  |  | Non-Lead - Plastic | Unknown |  | Non-Lead | No | No |  | Multiple Family Residence | Unknown |  | No
14125 | 125 | CIDER POINT LN | Hallsville | 75650 | CIDER POINT LN*125 | 32.5135 | -94.5935 | Non-Lead - Plastic | Don't Know |  |  | Non-Lead - Plastic | Unknown |  | Non-Lead | No | No |  | Multiple Family Residence | No |  | No
14126 | 126 | CIDER POINT LN | Hallsville | 75650 | CIDER POINT LN*126 | 32.514 | -94.5936 | Non-Lead - Plastic | Don't Know |  |  | Non-Lead - Plastic | Unknown |  | Non-Lead | No | No |  | Multiple Family Residence | Unknown |  | No
14127 | 127 | CIDER POINT LN | Hallsville | 75650 | CIDER POINT LN*127 | 32.5137 | -94.5936 | Non-Lead - Plastic | Don't Know |  |  | Non-Lead - Plastic | Unknown |  | Non-Lead | No | No |  | Multiple Family Residence | Unknown |  | No
14128 | 128 | CIDER POINT LN | Hallsville | 75650 | CIDER POINT LN*128 | 32.514 | -94.5936 | Non-Lead - Plastic | Don't Know |  |  | Non-Lead - Plastic | Unknown |  | Non-Lead | No | No |  | Multiple Family Residence | Unknown |  | No
14129 | 129 | CIDER POINT LN | Hallsville | 75650 | CIDER POINT LN*129 | 32.5137 | -94.5937 | Non-Lead - Plastic | Don't Know |  |  | Non-Lead - Plastic | Unknown |  | Non-Lead | No | No |  | Multiple Family Residence | Unknown |  | No
14130 | 130 | CIDER POINT LN | Hallsville | 75650 | CIDER POINT LN*130 | 32.5142 | -94.5937 | Non-Lead - Plastic | Don't Know |  |  | Non-Lead - Plastic | Unknown |  | Non-Lead | No | No |  | Multiple Family Residence | Unknown |  | No
14131 | 131 | CIDER POINT LN | Hallsville | 75650 | CIDER POINT LN*131 | 32.5139 | -94.5938 | Non-Lead - Plastic | Don't Know |  |  | Non-Lead - Plastic | Unknown |  | Non-Lead | No | No |  | Multiple Family Residence | Unknown |  | No
14132 | 132 | CIDER POINT LN | Hallsville | 75650 | CIDER POINT LN*132 | 32.514294 | -94.593659 | Non-Lead - Plastic | Don't Know |  |  | Non-Lead - Plastic | Unknown |  | Non-Lead |  | Don't Know |  | Multiple Family Residence
14133 | 133 | CIDER POINT LN | Hallsville | 75650 | CIDER POINT LN*133 | 32.5139 | -94.5938 | Non-Lead - Plastic | Don't Know |  |  | Non-Lead - Plastic | Unknown |  | Non-Lead | No | No |  | Multiple Family Residence | Unknown |  | No
14134 | 134 | CIDER POINT LN | Hallsville | 75650 | CIDER POINT LN*134 | 32.514336 | -94.593718 | Non-Lead - Plastic | Don't Know |  |  | Non-Lead - Plastic | Unknown |  | Non-Lead |  | Don't Know |  | Multiple Family Residence
14135 | 135 | CIDER POINT LN | Hallsville | 75650 | CIDER POINT LN*135 | 32.5141 | -94.5938 | Non-Lead - Plastic | Don't Know |  |  | Non-Lead - Plastic | Unknown |  | Non-Lead | No | No |  | Multiple Family Residence | Unknown |  | No
14137 | 137 | CIDER POINT LN | Hallsville | 75650 | CIDER POINT LN*137 | 32.5141 | -94.5939 | Non-Lead - Plastic | Don't Know |  |  | Non-Lead - Plastic | Unknown |  | Non-Lead | No | No |  | Multiple Family Residence | Unknown |  | No
14139 | 139 | CIDER POINT LN | Hallsville | 75650 | CIDER POINT LN*139 | 32.5143 | -94.5939 | Non-Lead - Plastic | Don't Know |  |  | Non-Lead - Plastic | Unknown |  | Non-Lead | No | No |  | Multiple Family Residence | Unknown |  | No
14141 | 141 | CIDER POINT LN | Hallsville | 75650 | CIDER POINT LN*141 | 32.5143 | -94.594 | Non-Lead - Plastic | Don't Know |  |  | Non-Lead - Plastic | Unknown |  | Non-Lead | No | No |  | Multiple Family Residence | Unknown |  | No
14143 | 143 | CIDER POINT LN | Hallsville | 75650 | CIDER POINT LN*143 | 32.5145 | -94.594 | Non-Lead - Plastic | Don't Know |  |  | Non-Lead - Plastic | Unknown |  | Non-Lead | No | No |  | Multiple Family Residence | Unknown |  | No
14145 | 145 | CIDER POINT LN | Hallsville | 75650 | CIDER POINT LN*145 | 32.5145 | -94.594 | Non-Lead - Plastic | Don't Know |  |  | Non-Lead - Plastic | Unknown |  | Non-Lead | No | No |  | Multiple Family Residence | Unknown |  | No
14147 | 147 | CIDER POINT LN | Hallsville | 75650 | CIDER POINT LN*147 | 32.5148 | -94.5941 | Non-Lead - Plastic | Don't Know |  |  | Non-Lead - Plastic | Unknown |  | Non-Lead | No | No |  | Multiple Family Residence | No |  | No
111000 |  | SADDLE BROOK IRRIGATION | Hallsville | 75650 | SADDLE BROOK IRRIGATION* | 32.4878 | -94.5758 | Non-Lead - Plastic | Don't Know | Don't Know |  | Non-Lead - Plastic | Unknown |  | Non-Lead | No | No |  | Other |  |  | No
111100 | 100 | SADDLE BROOK CIR | Hallsville | 75650 | SADDLE BROOK CIR*100 | 32.4878 | -94.5759 | Non-Lead - Plastic | Don't Know |  |  | Non-Lead - Plastic | Unknown |  | Non-Lead | No | No |  | Single Family Residence | Unknown |  | No
111101 | 101 | SADDLE BROOK CIR | Hallsville | 75650 | SADDLE BROOK CIR*101 | 32.4878 | -94.5757 | Non-Lead - Plastic | Don't Know |  |  | Non-Lead - Plastic | Unknown |  | Non-Lead | No | No |  | Single Family Residence | Unknown |  | No
111102 | 102 | SADDLE BROOK CIR | Hallsville | 75650 | SADDLE BROOK CIR*102 | 32.4879 | -94.5762 | Non-Lead - Plastic | Don't Know |  |  | Non-Lead - Plastic | Unknown |  | Non-Lead | No | No |  | Single Family Residence | No |  | No
111103 | 103 | SADDLE BROOK CIR | Hallsville | 75650 | SADDLE BROOK CIR*103 | 32.4878 | -94.576 | Non-Lead - Plastic | Don't Know |  |  | Non-Lead - Plastic | Unknown |  | Non-Lead | No | No |  | Single Family Residence | Unknown |  | No
111104 | 104 | SADDLE BROOK CIR | Hallsville | 75650 | SADDLE BROOK CIR*104 | 32.4879 | -94.5762 | Non-Lead - Plastic | Don't Know |  |  | Non-Lead - Plastic | Unknown |  | Non-Lead | No | No |  | Single Family Residence | No |  | No
111105 | 105 | SADDLE BROOK CIR | Hallsville | 75650 | SADDLE BROOK CIR*105 | 32.4877 | -94.5764 | Non-Lead - Plastic | Don't Know |  |  | Non-Lead - Plastic | Unknown |  | Non-Lead | No | No |  | Single Family Residence | No |  | No
111106 | 106 | SADDLE BROOK CIR | Hallsville | 75650 | SADDLE BROOK CIR*106 | 32.4886 | -94.5764 | Non-Lead - Plastic | Don't Know |  |  | Non-Lead - Plastic | Unknown |  | Non-Lead | No | No |  | Single Family Residence | Unknown |  | No
111107 | 107 | SADDLE BROOK CIR | Hallsville | 75650 | SADDLE BROOK CIR*107 | 32.4882 | -94.5767 | Non-Lead - Plastic | Don't Know |  |  | Non-Lead - Plastic | Unknown |  | Non-Lead | No | No |  | Single Family Residence | Unknown |  | No
111108 | 108 | SADDLE BROOK CIR | Hallsville | 75650 | SADDLE BROOK CIR*108 | 32.4888 | -94.5763 | Non-Lead - Plastic | Don't Know |  |  | Non-Lead - Plastic | Unknown |  | Non-Lead | No | No |  | Single Family Residence | No |  | No
111109 | 109 | SADDLE BROOK CIR | Hallsville | 75650 | SADDLE BROOK CIR*109 | 32.4883 | -94.5767 | Non-Lead - Plastic | Don't Know |  |  | Non-Lead - Plastic | Unknown |  | Non-Lead | No | No |  | Single Family Residence | Unknown |  | No
111110 | 110 | SADDLE BROOK CIR | Hallsville | 75650 | SADDLE BROOK CIR*110 | 32.489 | -94.5762 | Non-Lead - Plastic | Don't Know |  |  | Non-Lead - Plastic | Unknown |  | Non-Lead | No | No |  | Single Family Residence | No |  | No
111111 | 111 | SADDLE BROOK CIR | Hallsville | 75650 | SADDLE BROOK CIR*111 | 32.4885 | -94.5766 | Non-Lead - Plastic | Don't Know |  |  | Non-Lead - Plastic | Unknown |  | Non-Lead | No | No |  | Single Family Residence | Unknown |  | No
111112 | 112 | SADDLE BROOK CIR | Hallsville | 75650 | SADDLE BROOK CIR*112 | 32.4893 | -94.5761 | Non-Lead - Plastic | Don't Know |  |  | Non-Lead - Plastic | Unknown |  | Non-Lead | No | No |  | Single Family Residence | Unknown |  | No
111113 | 113 | SADDLE BROOK CIR | Hallsville | 75650 | SADDLE BROOK CIR*113 | 32.4887 | -94.5765 | Non-Lead - Plastic | Don't Know |  |  | Non-Lead - Plastic | Unknown |  | Non-Lead | No | No |  | Single Family Residence | Unknown |  | No
111114 | 114 | SADDLE BROOK CIR | Hallsville | 75650 | SADDLE BROOK CIR*114 | 32.4895 | -94.5761 | Non-Lead - Plastic | Don't Know |  |  | Non-Lead - Plastic | Unknown |  | Non-Lead | No | No |  | Single Family Residence | Unknown |  | No
111115 | 115 | SADDLE BROOK CIR | Hallsville | 75650 | SADDLE BROOK CIR*115 | 32.489 | -94.5764 | Non-Lead - Plastic | Don't Know |  |  | Non-Lead - Plastic | Unknown |  | Non-Lead | No | No |  | Single Family Residence | No |  | No
111116 | 116 | SADDLE BROOK CIR | Hallsville | 75650 | SADDLE BROOK CIR*116 | 32.4898 | -94.576 | Non-Lead - Plastic | Don't Know |  |  | Non-Lead - Plastic | Unknown |  | Non-Lead | No | No |  | Single Family Residence | Unknown |  | No
111117 | 117 | SADDLE BROOK CIR | Hallsville | 75650 | SADDLE BROOK CIR*117 | 32.4893 | -94.5763 | Non-Lead - Plastic | Don't Know |  |  | Non-Lead - Plastic | Unknown |  | Non-Lead | No | No |  | Single Family Residence | Unknown |  | No
111118 | 118 | SADDLE BROOK CIR | Hallsville | 75650 | SADDLE BROOK CIR*118 | 32.4898 | -94.576 | Non-Lead - Plastic | Don't Know |  |  | Non-Lead - Plastic | Unknown |  | Non-Lead | No | No |  | Single Family Residence | Unknown |  | No
111119 | 119 | SADDLE BROOK CIR | Hallsville | 75650 | SADDLE BROOK CIR*119 | 32.4895 | -94.5763 | Non-Lead - Plastic | Don't Know |  |  | Non-Lead - Plastic | Unknown |  | Non-Lead | No | No |  | Single Family Residence | Unknown |  | No
111120 | 120 | SADDLE BROOK CIR | Hallsville | 75650 | SADDLE BROOK CIR*120 | 32.4903 | -94.5761 | Non-Lead - Plastic | Don't Know |  |  | Non-Lead - Plastic | Unknown |  | Non-Lead | No | No |  | Single Family Residence | Unknown |  | No
111121 | 121 | SADDLE BROOK CIR | Hallsville | 75650 | SADDLE BROOK CIR*121 | 32.4898 | -94.5762 | Non-Lead - Plastic | Don't Know |  |  | Non-Lead - Plastic | Unknown |  | Non-Lead | No | No |  | Single Family Residence | Unknown |  | No
111122 | 122 | SADDLE BROOK CIR | Hallsville | 75650 | SADDLE BROOK CIR*122 | 32.491 | -94.5764 | Non-Lead - Plastic | Don't Know |  |  | Non-Lead - Plastic | Unknown |  | Non-Lead | No | No |  | Single Family Residence | Unknown |  | No
111123 | 123 | SADDLE BROOK CIR | Hallsville | 75650 | SADDLE BROOK CIR*123 | 32.49 | -94.5762 | Non-Lead - Plastic | Don't Know |  |  | Non-Lead - Plastic | Unknown |  | Non-Lead | No | No |  | Single Family Residence | Unknown |  | No
111124 | 124 | SADDLE BROOK CIR | Hallsville | 75650 | SADDLE BROOK CIR*124 | 32.4911 | -94.5764 | Non-Lead - Plastic | Don't Know |  |  | Non-Lead - Plastic | Unknown |  | Non-Lead | No | No |  | Single Family Residence | Unknown |  | No
111126 | 126 | SADDLE BROOK CIR | Hallsville | 75650 | SADDLE BROOK CIR*126 | 32.4914 | -94.5764 | Non-Lead - Plastic | Don't Know |  |  | Non-Lead - Plastic | Unknown |  | Non-Lead | No | No |  | Single Family Residence | Unknown |  | No
111127 | 127 | SADDLE BROOK CIR | Hallsville | 75650 | SADDLE BROOK CIR*127 | 32.4906 | -94.5763 | Non-Lead - Plastic | Don't Know |  |  | Non-Lead - Plastic | Unknown |  | Non-Lead | No | No |  | Single Family Residence | Unknown |  | No
111128 | 128 | SADDLE BROOK CIR | Hallsville | 75650 | SADDLE BROOK CIR*128 | 32.4916 | -94.5766 | Non-Lead - Plastic | Don't Know |  |  | Non-Lead - Plastic | Unknown |  | Non-Lead | No | No |  | Single Family Residence | No |  | No
111129 | 129 | SADDLE BROOK CIR | Hallsville | 75650 | SADDLE BROOK CIR*129 | 32.4907 | -94.5763 | Non-Lead - Plastic | Don't Know |  |  | Non-Lead - Plastic | Unknown |  | Non-Lead | No | No |  | Single Family Residence | Unknown |  | No
111130 | 130 | SADDLE BROOK CIR | Hallsville | 75650 | SADDLE BROOK CIR*130 | 32.4916 | -94.5769 | Non-Lead - Plastic | Don't Know |  |  | Non-Lead - Plastic | Unknown |  | Non-Lead | No | No |  | Single Family Residence | Unknown |  | No
111131 | 131 | SADDLE BROOK CIR | Hallsville | 75650 | SADDLE BROOK CIR*131 | 32.491 | -94.5765 | Non-Lead - Plastic | Don't Know |  |  | Non-Lead - Plastic | Unknown |  | Non-Lead | No | No |  | Single Family Residence | Unknown |  | No
111132 | 132 | SADDLE BROOK CIR | Hallsville | 75650 | SADDLE BROOK CIR*132 | 32.4916 | -94.5772 | Non-Lead - Plastic | Don't Know |  |  | Non-Lead - Plastic | Unknown |  | Non-Lead | No | No |  | Single Family Residence | Unknown |  | No
111133 | 133 | SADDLE BROOK CIR | Hallsville | 75650 | SADDLE BROOK CIR*133 | 32.4914 | -94.5765 | Non-Lead - Plastic | Don't Know |  |  | Non-Lead - Plastic | Unknown |  | Non-Lead | No | No |  | Single Family Residence | Unknown |  | No
111200 | 200 | SADDLE BROOK CIR | Hallsville | 75650 | SADDLE BROOK CIR*200 | 32.4878 | -94.5769 | Non-Lead - Plastic | Don't Know |  |  | Non-Lead - Plastic | Unknown |  | Non-Lead | No | No |  | Single Family Residence | No |  | No
111201 | 201 | SADDLE BROOK CIR | Hallsville | 75650 | SADDLE BROOK CIR*201 | 32.4884 | -94.5776 | Non-Lead - Plastic | Don't Know |  |  | Non-Lead - Plastic | Unknown |  | Non-Lead | No | No |  | Single Family Residence | Unknown |  | No
111202 | 202 | SADDLE BROOK CIR | Hallsville | 75650 | SADDLE BROOK CIR*202 | 32.4882 | -94.5777 | Non-Lead - Plastic | Don't Know |  |  | Non-Lead - Plastic | Unknown |  | Non-Lead | No | No |  | Single Family Residence | No |  | No
111203 | 203 | SADDLE BROOK CIR | Hallsville | 75650 | SADDLE BROOK CIR*203 | 32.4887 | -94.5776 | Non-Lead - Plastic | Don't Know |  |  | Non-Lead - Plastic | Unknown |  | Non-Lead | No | No |  | Single Family Residence | Unknown |  | No
111204 | 204 | SADDLE BROOK CIR | Hallsville | 75650 | SADDLE BROOK CIR*204 |  |  | Non-Lead - Plastic | Don't Know |  |  | Non-Lead - Plastic | Unknown |  | Non-Lead | No | No |  | Single Family Residence | Unknown |  | No
111205 | 205 | SADDLE BROOK CIR | Hallsville | 75650 | SADDLE BROOK CIR*205 | 32.4889 | -94.5776 | Non-Lead - Plastic | Don't Know |  |  | Non-Lead - Plastic | Unknown |  | Non-Lead | No | No |  | Single Family Residence | Unknown |  | No
111206 | 206 | SADDLE BROOK CIR | Hallsville | 75650 | SADDLE BROOK CIR*206 | 32.4882 | -94.5777 | Non-Lead - Plastic | Don't Know |  |  | Non-Lead - Plastic | Unknown |  | Non-Lead | No | No |  | Single Family Residence | Unknown |  | No
111207 | 207 | SADDLE BROOK CIR | Hallsville | 75650 | SADDLE BROOK CIR*207 | 32.4892 | -94.5776 | Non-Lead - Plastic | Don't Know |  |  | Non-Lead - Plastic | Unknown |  | Non-Lead | No | No |  | Single Family Residence | Unknown |  | No
111208 | 208 | SADDLE BROOK CIR | Hallsville | 75650 | SADDLE BROOK CIR*208 | 32.4884 | -94.5778 | Non-Lead - Plastic | Don't Know |  |  | Non-Lead - Plastic | Unknown |  | Non-Lead | No | No |  | Single Family Residence | No |  | No
111209 | 209 | SADDLE BROOK CIR | Hallsville | 75650 | SADDLE BROOK CIR*209 | 32.4894 | -94.5775 | Non-Lead - Plastic | Don't Know |  |  | Non-Lead - Plastic | Unknown |  | Non-Lead | No | Don't Know |  | Single Family Residence | Unknown |  | No
111210 | 210 | SADDLE BROOK CIR | Hallsville | 75650 | SADDLE BROOK CIR*210 | 32.4887 | -94.5777 | Non-Lead - Plastic | Don't Know |  |  | Non-Lead - Plastic | Unknown |  | Non-Lead | No | No |  | Single Family Residence | Unknown |  | No
111211 | 211 | SADDLE BROOK CIR | Hallsville | 75650 | SADDLE BROOK CIR*211 | 32.4896 | -94.5776 | Non-Lead - Plastic | Don't Know |  |  | Non-Lead - Plastic | Unknown |  | Non-Lead | No | No |  | Single Family Residence | Unknown |  | No
111212 | 212 | SADDLE BROOK CIR | Hallsville | 75650 | SADDLE BROOK CIR*212 | 32.4888 | -94.5777 | Non-Lead - Plastic | Don't Know |  |  | Non-Lead - Plastic | Unknown |  | Non-Lead | No | No |  | Single Family Residence | Unknown |  | No
111213 | 213 | SADDLE BROOK CIR | Hallsville | 75650 | SADDLE BROOK CIR*213 | 32.4898 | -94.5775 | Non-Lead - Plastic | Don't Know |  |  | Non-Lead - Plastic | Unknown |  | Non-Lead | No | No |  | Single Family Residence | Unknown |  | No
111214 | 214 | SADDLE BROOK CIR | Hallsville | 75650 | SADDLE BROOK CIR*214 | 32.4892 | -94.5777 | Non-Lead - Plastic | Don't Know |  |  | Non-Lead - Plastic | Unknown |  | Non-Lead | No | No |  | Single Family Residence | Unknown |  | No
111215 | 215 | SADDLE BROOK CIR | Hallsville | 75650 | SADDLE BROOK CIR*215 | 32.4901 | -94.5775 | Non-Lead - Plastic | Don't Know |  |  | Non-Lead - Plastic | Unknown |  | Non-Lead | No | No |  | Single Family Residence | Unknown |  | No
111216 | 216 | SADDLE BROOK CIR | Hallsville | 75650 | SADDLE BROOK CIR*216 | 32.4894 | -94.5777 | Non-Lead - Plastic | Don't Know |  |  | Non-Lead - Plastic | Unknown |  | Non-Lead | No | No |  | Single Family Residence | Unknown |  | No
111217 | 217 | SADDLE BROOK CIR | Hallsville | 75650 | SADDLE BROOK CIR*217 | 32.4904 | -94.5776 | Non-Lead - Plastic | Don't Know |  |  | Non-Lead - Plastic | Unknown |  | Non-Lead | No | No |  | Single Family Residence | Unknown |  | No
111218 | 218 | SADDLE BROOK CIR | Hallsville | 75650 | SADDLE BROOK CIR*218 | 32.4897 | -94.5776 | Non-Lead - Plastic | Don't Know |  |  | Non-Lead - Plastic | Unknown |  | Non-Lead | No | No |  | Single Family Residence | Unknown |  | No
111219 | 219 | SADDLE BROOK CIR | Hallsville | 75650 | SADDLE BROOK CIR*219 | 32.4909 | -94.5775 | Non-Lead - Plastic | Don't Know |  |  | Non-Lead - Plastic | Unknown |  | Non-Lead | No | No |  | Single Family Residence | Unknown |  | No
111220 | 220 | SADDLE BROOK CIR | Hallsville | 75650 | SADDLE BROOK CIR*220 | 32.4899 | -94.5777 | Non-Lead - Plastic | Don't Know |  |  | Non-Lead - Plastic | Unknown |  | Non-Lead | No | No |  | Single Family Residence | Unknown |  | No
111221 | 221 | SADDLE BROOK CIR | Hallsville | 75650 | SADDLE BROOK CIR*221 | 32.4909 | -94.5775 | Non-Lead - Plastic | Don't Know |  |  | Non-Lead - Plastic | Unknown |  | Non-Lead | No | No |  | Single Family Residence | Unknown |  | No
111222 | 222 | SADDLE BROOK CIR | Hallsville | 75650 | SADDLE BROOK CIR*222 | 32.4902 | -94.5777 | Non-Lead - Plastic | Don't Know |  |  | Non-Lead - Plastic | Unknown |  | Non-Lead | No | Don't Know |  | Single Family Residence | Unknown |  | No
111223 | 223 | SADDLE BROOK CIR | Hallsville | 75650 | SADDLE BROOK CIR*223 | 32.4912 | -94.5775 | Non-Lead - Plastic | Don't Know |  |  | Non-Lead - Plastic | Unknown |  | Non-Lead | No | No |  | Single Family Residence | Unknown |  | No
111224 | 224 | SADDLE BROOK CIR | Hallsville | 75650 | SADDLE BROOK CIR*224 | 32.4904 | -94.5777 | Non-Lead - Plastic | Don't Know |  |  | Non-Lead - Plastic | Unknown |  | Non-Lead | No | No |  | Single Family Residence | Unknown |  | No
111225 | 225 | SADDLE BROOK CIR | Hallsville | 75650 | SADDLE BROOK CIR*225 | 32.4916 | -94.5769 | Non-Lead - Plastic | Don't Know |  |  | Non-Lead - Plastic | Unknown |  | Non-Lead | No | No |  | Single Family Residence | Unknown |  | No
111226 | 226 | SADDLE BROOK CIR | Hallsville | 75650 | SADDLE BROOK CIR*226 | 32.4907 | -94.5777 | Non-Lead - Plastic | Don't Know |  |  | Non-Lead - Plastic | Unknown |  | Non-Lead | No | No |  | Single Family Residence | Unknown |  | No
111228 | 228 | SADDLE BROOK CIR | Hallsville | 75650 | SADDLE BROOK CIR*228 | 32.4909 | -94.5777 | Non-Lead - Plastic | Don't Know |  |  | Non-Lead - Plastic | Unknown |  | Non-Lead | No | No |  | Single Family Residence | Unknown |  | No
111230 | 230 | SADDLE BROOK CIR | Hallsville | 75650 | SADDLE BROOK CIR*230 | 32.4912 | -94.5777 | Non-Lead - Plastic | Don't Know |  |  | Non-Lead - Plastic | Unknown |  | Non-Lead | No | No |  | Single Family Residence | Unknown |  | No
111232 | 232 | SADDLE BROOK CIR | Hallsville | 75650 | SADDLE BROOK CIR*232 | 32.4915 | -94.5775 | Non-Lead - Plastic | Don't Know |  |  | Non-Lead - Plastic | Unknown |  | Non-Lead | No | No |  | Single Family Residence | Unknown |  | No
111234 | 234 | SADDLE BROOK CIR | Hallsville | 75650 | SADDLE BROOK CIR*234 | 32.4916 | -94.5775 | Non-Lead - Plastic | Don't Know |  |  | Non-Lead - Plastic | Unknown |  | Non-Lead | No | No |  | Single Family Residence | Unknown |  | No
111236 | 236 | SADDLE BROOK CIR | Hallsville | 75650 | SADDLE BROOK CIR*236 | 32.4916 | -94.5775 | Non-Lead - Plastic | Don't Know |  |  | Non-Lead - Plastic | Unknown |  | Non-Lead | No | No |  | Single Family Residence | Unknown |  | No
111300 | 300 | SADDLE BROOK DR | Hallsville | 75650 | SADDLE BROOK DR*300 | 32.4874 | -94.577 | Non-Lead - Plastic | Don't Know |  |  | Non-Lead - Plastic | Unknown |  | Non-Lead | No | No |  | Single Family Residence | No |  | No
111301 | 301 | SADDLE BROOK DR | Hallsville | 75650 | SADDLE BROOK DR*301 | 32.4874 | -94.5769 | Non-Lead - Plastic | Don't Know |  |  | Non-Lead - Plastic | Unknown |  | Non-Lead | No | No |  | Single Family Residence | No |  | No
111302 | 302 | S CYPRESS ST | Hallsville | 75650 | S CYPRESS ST*302 | 32.5013 | -94.5707 | Non-Lead - Plastic | Don't Know | Don't Know |  | Non-Lead - Plastic | Unknown |  | Non-Lead | No | No |  | Single Family Residence |  |  | No
111303 | 303 | SADDLE BROOK DR | Hallsville | 75650 | SADDLE BROOK DR*303 | 32.487 | -94.577 | Non-Lead - Plastic | Don't Know |  |  | Non-Lead - Plastic | Unknown |  | Non-Lead | No | No |  | Single Family Residence | No |  | No
111305 | 305 | SADDLE BROOK DR | Hallsville | 75650 | SADDLE BROOK DR*305 | 32.487 | -94.5777 | Non-Lead - Plastic | Don't Know |  |  | Non-Lead - Plastic | Unknown |  | Non-Lead | No | No |  | Single Family Residence | No |  | No
111307 | 307 | SADDLE BROOK DR | Hallsville | 75650 | SADDLE BROOK DR*307 | 32.4869 | -94.5778 | Non-Lead - Plastic | Don't Know |  |  | Non-Lead - Plastic | Unknown |  | Non-Lead | No | No |  | Single Family Residence | No |  | No
111309 | 309 | SADDLE BROOK DR | Hallsville | 75650 | SADDLE BROOK DR*309 | 32.4869 | -94.5786 | Non-Lead - Plastic | Don't Know |  |  | Non-Lead - Plastic | Unknown |  | Non-Lead | No | No |  | Single Family Residence | No |  | No
111311 | 311 | SADDLE BROOK DR | Hallsville | 75650 | SADDLE BROOK DR*311 | 32.4869 | -94.5789 | Non-Lead - Plastic | Don't Know |  |  | Non-Lead - Plastic | Unknown |  | Non-Lead | No | No |  | Single Family Residence | No |  | No
111313 | 313 | SADDLE BROOK DR | Hallsville | 75650 | SADDLE BROOK DR*313 | 32.4869 | -94.5789 | Non-Lead - Plastic | Don't Know |  |  | Non-Lead - Plastic | Unknown |  | Non-Lead | No | Don't Know |  | Single Family Residence | No |  | No
111315 | 315 | SADDLE BROOK DR | Hallsville | 75650 | SADDLE BROOK DR*315 | 32.4869 | -94.5795 | Non-Lead - Plastic | Don't Know |  |  | Non-Lead - Plastic | Unknown |  | Non-Lead | No | No |  | Single Family Residence | No |  | No
111331 | 331 | SADDLE BROOK DR | Hallsville | 75650 | SADDLE BROOK DR*331 | 32.4871 | -94.5816 | Non-Lead - Plastic | Don't Know | Don't Know |  | Non-Lead - Plastic | Unknown |  | Non-Lead | No | No |  | Single Family Residence |  |  | No
10000008 | 104 A E | MAIN ST | Hallsville | 75650 | MAIN ST*104 A E | 32.5044779 | -94.5730788 | Non-Lead - Plastic | Don't Know | Don't Know |  | Non-Lead - Plastic | Unknown |  | Non-Lead | No | No |  | Building |  |  | No
10000013 | 300 B E | MAIN ST | Hallsville | 75650 | MAIN ST*300 B E | 32.5044 | -94.5711 | Non-Lead - Plastic | Don't Know |  |  | Non-Lead - Plastic | Unknown |  | Non-Lead | No | No |  | Building | Unknown |  | No
10000024 | 603 E | MAIN ST | Hallsville | 75650 | MAIN ST*603 E | 32.5054 | -94.5651 | Non-Lead - Plastic | Don't Know |  |  | Non-Lead - Copper | Unknown |  | Non-Lead | No | Don't Know |  | Building | Unknown |  | No
10000038 | 200 N | PLUM ST | Hallsville | 75650 | PLUM ST*200 N | 32.505982 | -94.569937 | Non-Lead - Plastic | Don't Know |  |  | Non-Lead - Plastic | Unknown |  | Non-Lead |  | Don't Know |  | Single Family Residence
10000039 | 206 N | PLUM ST | Hallsville | 75650 | PLUM ST*206 N | 32.5065 | -94.57 | Non-Lead - Plastic | Don't Know |  |  | Non-Lead - Copper | Unknown |  | Non-Lead | No | Don't Know |  | Single Family Residence | Unknown |  | No
10000051 | 207 N | CYPRESS ST | Hallsville | 75650 | CYPRESS ST*207 N | 32.5064 | -94.5715 | Non-Lead - Plastic | Don't Know |  |  | Non-Lead - Plastic | Unknown |  | Non-Lead | No | No |  | Single Family Residence | Unknown |  | No
10000052 | 202 E | ELM ST | Hallsville | 75650 | ELM ST*202 E | 32.5066 | -94.5722 | Non-Lead - Plastic | Don't Know |  |  | Non-Lead - Plastic | Unknown |  | Non-Lead | No | No |  | Single Family Residence | Unknown |  | No
10000056 | 201 E | CHURCH ST | Hallsville | 75650 | CHURCH ST*201 E | 32.5061 | -94.5723 | Non-Lead - Plastic | Don't Know |  |  | Non-Lead - Plastic | Unknown |  | Non-Lead | No | No |  | Single Family Residence | Unknown |  | No
10000067 | 106 | CLARK ST | Hallsville | 75650 | CLARK ST*106 | 32.5076 | -94.5728 | Non-Lead - Plastic | Don't Know |  |  | Non-Lead - Copper | Unknown |  | Non-Lead | No | Don't Know |  | Single Family Residence | Unknown |  | No
10000079 | 107 | LOCUST ST | Hallsville | 75650 | LOCUST ST*107 | 32.5094 | -94.5752 | Non-Lead - Plastic | Don't Know |  |  | Non-Lead - Plastic | Unknown |  | Non-Lead | No | No |  | Single Family Residence | Unknown |  | No
10000089 | 413 N | CENTRAL ST | Hallsville | 75650 | CENTRAL ST*413 N | 32.510199 | -94.574343 | Non-Lead - Plastic | Don't Know | Don't Know |  | Non-Lead - Plastic | Unknown |  | Non-Lead | No | No |  | Single Family Residence |  |  | No
10000092 | 422 N | CENTRAL ST | Hallsville | 75650 | CENTRAL ST*422 N | 32.5109 | -94.5745 | Non-Lead - Plastic | Don't Know |  |  | Non-Lead - Plastic | Unknown |  | Non-Lead | No | No |  | Single Family Residence | Unknown |  | No
10000104 | 500 N | CENTRAL ST | Hallsville | 75650 | CENTRAL ST*500 N | 32.5111 | -94.577 | Non-Lead - Plastic | Don't Know |  |  | Non-Lead - Copper | Unknown |  | Non-Lead | No | Don't Know |  | Single Family Residence | Unknown |  | No
10000105 | 100 | GARNER LN | Hallsville | 75650 | GARNER LN*100 | 32.5107 | -94.5773 | Non-Lead - Plastic | Don't Know |  |  | Non-Lead - Plastic | Unknown |  | Non-Lead | No | No |  | Single Family Residence | Unknown |  | No
10000106 | 124 | GARNER LN | Hallsville | 75650 | GARNER LN*124 | 32.5101 | -94.5788 | Non-Lead - Plastic | Don't Know |  |  | Non-Lead - Plastic | Unknown |  | Non-Lead | No | No |  | Single Family Residence | Unknown |  | No
10000144 | 295 | CAL YOUNG RD | Hallsville | 75650 | CAL YOUNG RD*295 | 32.5146 | -94.5815 | Non-Lead - Plastic | Don't Know |  |  | Non-Lead - Plastic | Unknown |  | Non-Lead | No | Don't Know |  | Single Family Residence | Unknown |  | No
10000145 | 445 | CAL YOUNG RD | Hallsville | 75650 | CAL YOUNG RD*445 | 32.5144 | -94.5844 | Non-Lead - Plastic | Don't Know |  |  | Non-Lead - Plastic | Unknown |  | Non-Lead | No | No |  | Single Family Residence | Unknown |  | No
10000147 | 1290 | FM 450 N | Hallsville | 75650 | FM 450 N*1290 | 32.520910 | -94.580286 | Non-Lead - Plastic | Don't Know |  |  | Non-Lead - Plastic | Unknown |  | Non-Lead |  | Don't Know |  | Building
10000154 | 104 | PINE CIR | Hallsville | 75650 | PINE CIR*104 | 32.5209 | -94.5821 | Non-Lead - Plastic | Don't Know |  |  | Non-Lead - Copper | Unknown |  | Non-Lead | No | Don't Know |  | Single Family Residence | Unknown |  | No
10000159 | 402 | PINE CIR | Hallsville | 75650 | PINE CIR*402 | 32.5171 | -94.5838 | Non-Lead - Plastic | Don't Know |  |  | Non-Lead - Plastic | Unknown |  | Non-Lead | No | No |  | Single Family Residence | Unknown |  | No
10000189 | 101 | YOUNG RD | Hallsville | 75650 | YOUNG RD*101 | 32.5154 | -94.5769 | Non-Lead - Plastic | Don't Know | Don't Know |  | Non-Lead - Plastic | Unknown |  | Non-Lead | No | No |  | Building |  |  | No
10000198 | 110 | YOUNG RD | Hallsville | 75650 | YOUNG RD*110 | 32.5154 | -94.5757 | Non-Lead - Plastic | Don't Know |  |  | Non-Lead - Plastic | Unknown |  | Non-Lead | No | No |  | Single Family Residence | Unknown |  | No
10000199 | 116 | YOUNG RD | Hallsville | 75650 | YOUNG RD*116 | 32.5156 | -94.5743 | Non-Lead - Plastic | Don't Know |  |  | Non-Lead - Plastic | Unknown |  | Non-Lead | No | No |  | Single Family Residence | Unknown |  | No
10000200 | 119 | YOUNG RD | Hallsville | 75650 | YOUNG RD*119 | 32.5158 | -94.5742 | Non-Lead - Plastic | Don't Know |  |  | Non-Lead - Plastic | Unknown |  | Non-Lead | No | No |  | Single Family Residence | Unknown |  | No
10000201 | 123 | YOUNG RD | Hallsville | 75650 | YOUNG RD*123 | 32.5158 | -94.5741 | Non-Lead - Plastic | Don't Know |  |  | Non-Lead - Plastic | Unknown |  | Non-Lead | No | Don't Know |  | Single Family Residence | Unknown |  | No
10000238 | 515 | TRAILRIDGE CIR | Hallsville | 75650 | TRAILRIDGE CIR*515 | 32.5141 | -94.5686 | Non-Lead - Plastic | Don't Know |  |  | Non-Lead - Plastic | Unknown |  | Non-Lead | No | No |  | Single Family Residence | Unknown |  | No
10000254 | 414 A | KEARLEY DR | Hallsville | 75650 | KEARLEY DR*414 A | 32.5144 | -94.5706 | Non-Lead - Plastic | Don't Know |  |  | Non-Lead - Plastic | Unknown |  | Non-Lead | No | No |  | Multiple Family Residence | No |  | No
10000256 | 412 B | KEARLEY DR | Hallsville | 75650 | KEARLEY DR*412 B | 32.5145 | -94.5708 | Non-Lead - Plastic | Don't Know |  |  | Non-Lead - Plastic | Unknown |  | Non-Lead | No | No |  | Multiple Family Residence | No |  | No
10000370 | 200 | CHIMNEY RIDGE LN | Hallsville | 75650 | CHIMNEY RIDGE LN*200 | 32.511445 | -94.573543 | Non-Lead - Plastic | Don't Know |  |  | Non-Lead - Plastic | Unknown |  | Non-Lead |  | Don't Know |  | Single Family Residence
10000409 | 411 | B WOODRIDGE CIR | Hallsville | 75650 | B WOODRIDGE CIR*411 | 32.5088 | -94.5709 | Non-Lead - Plastic | Don't Know |  |  | Non-Lead - Plastic | Unknown |  | Non-Lead | No | No |  | Multiple Family Residence | No |  | No
10000410 | 413 A | WOODRIDGE CIR | Hallsville | 75650 | WOODRIDGE CIR*413 A | 32.509 | -94.5709 | Non-Lead - Plastic | Don't Know |  |  | Non-Lead - Plastic | Unknown |  | Non-Lead | No | No |  | Multiple Family Residence | No |  | No
10000443 | 300 N | CENTRAL ST | Hallsville | 75650 | CENTRAL ST*300 N | 32.506290 | -94.574302 | Non-Lead - Plastic | Don't Know |  |  | Non-Lead - Plastic | Unknown |  | Non-Lead |  | Don't Know |  | Single Family Residence
10000445 | 100 W | CHURCH ST | Hallsville | 75650 | CHURCH ST*100 W | 32.50475937 | -94.57483203 | Non-Lead - Plastic | Don't Know | Don't Know |  | Non-Lead - Plastic | Unknown |  | Non-Lead | No | No |  | Single Family Residence |  |  | No
10000470 | 301 N | GREEN ST | Hallsville | 75650 | GREEN ST*301 N | 32.5062 | -94.5775 | Non-Lead - Plastic | Don't Know |  |  | Non-Lead - Plastic | Unknown |  | Non-Lead | No | No |  | Single Family Residence | Unknown |  | No
10000471 | 200 W | CHURCH ST | Hallsville | 75650 | CHURCH ST*200 W | 32.5055 | -94.5762 | Non-Lead - Plastic | Don't Know |  |  | Non-Lead - Copper | Unknown |  | Non-Lead | No | Don't Know |  | Single Family Residence | Unknown |  | No
10000477 | 302 C W | MAIN ST | Hallsville | 75650 | MAIN ST*302 C W | 32.505 | -94.5779 | Non-Lead - Plastic | Don't Know |  |  | Non-Lead - Plastic | Unknown |  | Non-Lead | No | No |  | Single Family Residence | Unknown |  | No
10000502 | 213 W | MAIN ST | Hallsville | 75650 | MAIN ST*213 W | 32.504 | -94.5768 | Non-Lead - Plastic | Don't Know |  |  | Non-Lead - Plastic | Unknown |  | Non-Lead | No | No |  | Building | Unknown |  | No
10000503 | 203 W | MAIN ST | Hallsville | 75650 | MAIN ST*203 W | 32.5041 | -94.576 | Non-Lead - Plastic | Don't Know |  |  | Non-Lead - Copper | Unknown |  | Non-Lead | No | Don't Know |  | Single Family Residence | Unknown |  | No
10000504 | 500 | WILLOW ST | Hallsville | 75650 | WILLOW ST*500 | 32.5044 | -94.5879 | Non-Lead - Plastic | Don't Know |  |  | Non-Lead - Plastic | Unknown |  | Non-Lead | No | No |  | Single Family Residence | Unknown |  | No
10000530 | 205 S | CENTRAL ST | Hallsville | 75650 | CENTRAL ST*205 S | 32.5027 | -94.5735 | Non-Lead - Plastic | Don't Know |  |  | Non-Lead - Plastic | Unknown |  | Non-Lead | No | No |  | Single Family Residence | Unknown |  | No
10000533 | 303 S | CENTRAL ST | Hallsville | 75650 | CENTRAL ST*303 S | 32.5014561 | -94.5729147 | Non-Lead - Plastic | Don't Know | Don't Know |  | Non-Lead - Plastic | Unknown |  | Non-Lead | No | No |  | Single Family Residence |  |  | No
10000537 | 304 S | CHESTNUT ST | Hallsville | 75650 | CHESTNUT ST*304 S | 32.5008 | -94.5722 | Non-Lead - Plastic | Don't Know |  |  | Non-Lead - Plastic | Unknown |  | Non-Lead | No | No |  | Single Family Residence | Unknown |  | No
10000539 | 309 S | CHESTNUT ST | Hallsville | 75650 | CHESTNUT ST*309 S | 32.5004 | -94.5719 | Non-Lead - Plastic | Don't Know |  |  | Non-Lead - Other | Unknown |  | Non-Lead | No | No |  | Single Family Residence | Unknown |  | No
10000545 | 306 S | CYPRESS ST | Hallsville | 75650 | CYPRESS ST*306 S |  |  | Non-Lead - Plastic | Don't Know |  |  | Non-Lead - Plastic | Unknown |  | Non-Lead | No | No |  | Single Family Residence | No |  | No
10000546 | 307 S | CYPRESS ST | Hallsville | 75650 | CYPRESS ST*307 S | 32.5001 | -94.5704 | Non-Lead - Plastic | Don't Know |  |  | Non-Lead - Plastic | Unknown |  | Non-Lead | No | No |  | Single Family Residence | Unknown |  | No
10000548 | 311 S | CYPRESS ST | Hallsville | 75650 | CYPRESS ST*311 S | 32.500149 | -94.570348 | Non-Lead - Plastic | Don't Know | Don't Know |  | Non-Lead - Plastic | Unknown |  | Non-Lead | No | No |  | Single Family Residence |  |  | No
10000549 | 405 S | CYPRESS ST | Hallsville | 75650 | CYPRESS ST*405 S | 32.4983 | -94.57 | Non-Lead - Plastic | Don't Know |  |  | Non-Lead - Plastic | Unknown |  | Non-Lead | No | No |  | Single Family Residence | Unknown |  | No
10000550 | 409 S | CYPRESS ST | Hallsville | 75650 | CYPRESS ST*409 S | 32.4975 | -94.5699 | Non-Lead - Plastic | Don't Know |  |  | Non-Lead - Plastic | Unknown |  | Non-Lead | No | No |  | Single Family Residence | Unknown |  | No
10000551 | 109 E | CEDAR ST | Hallsville | 75650 | CEDAR ST*109 E | 32.4998 | -94.571 | Non-Lead - Plastic | Don't Know |  |  | Non-Lead - Plastic | Unknown |  | Non-Lead | No | No |  | Single Family Residence | Unknown |  | No
10000565 | 414 S | CENTRAL ST | Hallsville | 75650 | CENTRAL ST*414 S | 32.4977 | -94.573 | Non-Lead - Plastic | Don't Know |  |  | Non-Lead - Plastic | Unknown |  | Non-Lead | No | No |  | Single Family Residence | Unknown |  | No
10000632 | 407 | GALILEE RD | Hallsville | 75650 | GALILEE RD*407 | 32.4956 | -94.568 | Non-Lead - Plastic | Don't Know |  |  | Non-Lead - Copper | Unknown |  | Non-Lead | No | Don't Know |  | Single Family Residence | Unknown |  | No
10000641 | 415 S | CYPRESS ST | Hallsville | 75650 | CYPRESS ST*415 S | 32.4956 | -94.5664 | Non-Lead - Plastic | Don't Know |  |  | Non-Lead - Plastic | Unknown |  | Non-Lead | No | No |  | Single Family Residence | Unknown |  | No
10000663 | 505 A | WALDRON FERRY RD | Hallsville | 75650 | WALDRON FERRY RD*505 A |  |  | Non-Lead - Plastic | Don't Know |  | 2 inch line reduced to 1 inch meter | Non-Lead - Plastic | Unknown |  | Non-Lead | No | No |  | Building | Unknown |  | No
10000664 | 717 | WALDRON FERRY RD | Hallsville | 75650 | WALDRON FERRY RD*717 |  |  | Non-Lead - Plastic | Don't Know |  |  | Non-Lead - Plastic | Unknown |  | Non-Lead | No | No |  | Single Family Residence | Unknown |  | No
10000677 | 603 S | CENTRAL ST | Hallsville | 75650 | CENTRAL ST*603 S | 32.5136 | -94.5772 | Non-Lead - Plastic | Don't Know |  |  | Non-Lead - Plastic | Unknown |  | Non-Lead | No | No |  | Single Family Residence | Unknown |  | No
10000699 | 103 B W | CEDAR ST | Hallsville | 75650 | CEDAR ST*103 B W | 32.499292 | -94.574337 | Non-Lead - Plastic | Don't Know | Don't Know |  | Non-Lead - Plastic | Unknown |  | Non-Lead | No | No |  | Multiple Family Residence |  |  | No
10000724 | 203 B W | WALNUT ST | Hallsville | 75650 | WALNUT ST*203 B W | 32.500988 | -94.576092 | Non-Lead - Plastic | Don't Know |  |  | Non-Lead - Plastic | Unknown |  | Non-Lead |  | Don't Know |  | Multiple Family Residence
10000728 | 310 S | OAK ST | Hallsville | 75650 | OAK ST*310 S | 32.4995 | -94.5765 | Non-Lead - Plastic | Don't Know |  |  | Non-Lead - Plastic | Unknown |  | Non-Lead | No | No |  | Single Family Residence | Unknown |  | No
10000729 | 306 S | OAK ST | Hallsville | 75650 | OAK ST*306 S | 32.4999 | -94.5766 | Non-Lead - Plastic | Don't Know |  |  | Non-Lead - Plastic | Unknown |  | Non-Lead | No | No |  | Single Family Residence | Unknown |  | No
10000731 | 400 S | OAK ST | Hallsville | 75650 | OAK ST*400 S | 32.499 | -94.5764 | Non-Lead - Plastic | Don't Know |  |  | Non-Lead - Plastic | Unknown |  | Non-Lead | No | No |  | Single Family Residence | Unknown |  | No
10000732 | 401 S | OAK ST | Hallsville | 75650 | OAK ST*401 S | 32.4991 | -94.5763 | Non-Lead - Plastic | Don't Know |  |  | Non-Lead - Plastic | Unknown |  | Non-Lead | No | No |  | Single Family Residence | Unknown |  | No
10000734 | 402 S | OAK ST | Hallsville | 75650 | OAK ST*402 S | 32.4986 | -94.5764 | Non-Lead - Plastic | Don't Know |  |  | Non-Lead - Plastic | Unknown |  | Non-Lead | No | No |  | Single Family Residence | Unknown |  | No
10000735 | 406 S | OAK ST | Hallsville | 75650 | OAK ST*406 S | 32.4981 | -94.5763 | Non-Lead - Plastic | Don't Know |  |  | Non-Lead - Plastic | Unknown |  | Non-Lead | No | No |  | Single Family Residence | Unknown |  | No
10000736 | 407 S | OAK ST | Hallsville | 75650 | OAK ST*407 S | 32.4978 | -94.5761 | Non-Lead - Plastic | Don't Know |  |  | Non-Lead - Plastic | Unknown |  | Non-Lead | No | No |  | Single Family Residence | Unknown |  | No
10000744 | 106 | BELL STREET | Hallsville | 75650 | BELL STREET*106 | 32.4963 | -94.5774 | Non-Lead - Plastic | Don't Know |  |  | Non-Lead - Plastic | Unknown |  | Non-Lead | No | No |  | Single Family Residence | Unknown |  | No
10000750 | 112 | BELL STREET | Hallsville | 75650 | BELL STREET*112 | 32.4956 | -94.5777 | Non-Lead - Plastic | Don't Know |  |  | Non-Lead - Plastic | Unknown |  | Non-Lead | No | No |  | Single Family Residence | Unknown |  | No
10000751 | 118 | BELL STREET | Hallsville | 75650 | BELL STREET*118 | 32.4966 | -94.5771 | Non-Lead - Plastic | Don't Know |  |  | Non-Lead - Plastic | Unknown |  | Non-Lead | No | Don't Know |  | Single Family Residence | Unknown |  | No
10000752 | 124 | BELL STREET | Hallsville | 75650 | BELL STREET*124 | 32.4938 | -94.578 | Non-Lead - Plastic | Don't Know |  |  | Non-Lead - Plastic | Unknown |  | Non-Lead | No | No |  | Single Family Residence | Unknown |  | No
10000753 | 114 A | BELL STREET | Hallsville | 75650 | BELL STREET*114 A | 32.4954 | -94.578 | Non-Lead - Plastic | Don't Know |  |  | Non-Lead - Plastic | Unknown |  | Non-Lead | No | No |  | Single Family Residence | Unknown |  | No
10000757 | 505 S | OAK ST | Hallsville | 75650 | OAK ST*505 S | 32.4961 | -94.5759 | Non-Lead - Plastic | Don't Know |  |  | Non-Lead - Plastic | Unknown |  | Non-Lead | No | No |  | Single Family Residence | Unknown |  | No
10000766 | 415 S | GREEN ST | Hallsville | 75650 | GREEN ST*415 S | 32.4966 | -94.5742 | Non-Lead - Plastic | Don't Know |  |  | Non-Lead - Plastic | Unknown |  | Non-Lead | No | No |  | Single Family Residence | Unknown |  | No
10000769 | 411 S | GREEN ST | Hallsville | 75650 | GREEN ST*411 S | 32.4971 | -94.5743 | Non-Lead - Plastic | Don't Know |  |  | Non-Lead - Plastic | Unknown |  | Non-Lead | No | No |  | Single Family Residence | Unknown |  | No
10000772 | 409 S | GREEN ST | Hallsville | 75650 | GREEN ST*409 S |  |  | Non-Lead - Plastic | Don't Know |  |  | Non-Lead - Plastic | Unknown |  | Non-Lead | No | No |  | Single Family Residence | Unknown |  | No
10000824 | 317 | RENA LN | Hallsville | 75650 | RENA LN*317 | 32.4972 | -94.5788 | Non-Lead - Plastic | Don't Know |  |  | Non-Lead - Plastic | Unknown |  | Non-Lead | No | No |  | Single Family Residence | Unknown |  | No
10000836 | 305 | LAVERNE LN | Hallsville | 75650 | LAVERNE LN*305 | 32.4996 | -94.5775 | Non-Lead - Plastic | Don't Know |  |  | Non-Lead - Plastic | Unknown |  | Non-Lead | No | No |  | Single Family Residence | Unknown |  | No
10000857 | 312 | COUNTRY CLUB RD | Hallsville | 75650 | COUNTRY CLUB RD*312 | 32.49901 | -94.58185 | Non-Lead - Plastic | Don't Know | Don't Know |  | Non-Lead - Plastic | Unknown |  | Non-Lead | No | No |  | Single Family Residence |  |  | No
10000858 | 312 | COUNTRY CLUB RD | Hallsville | 75650 | COUNTRY CLUB RD*312 | 32.49901 | -94.58185 | Non-Lead - Plastic | Don't Know | Don't Know |  | Non-Lead - Plastic | Unknown |  | Non-Lead | No | No |  | Single Family Residence |  |  | No
10000859 | 309 | COUNTRY CLUB RD | Hallsville | 75650 | COUNTRY CLUB RD*309 | 32.4995 | -94.5817 | Non-Lead - Plastic | Don't Know |  |  | Non-Lead - Plastic | Unknown |  | Non-Lead | No | No |  | Single Family Residence | Unknown |  | No
10000892 | 101 B | WILLOW CREEK CT | Hallsville | 75650 | WILLOW CREEK CT*101 B | 32.5056 | -94.584 | Non-Lead - Plastic | Don't Know |  |  | Non-Lead - Plastic | Unknown |  | Non-Lead | No | No |  | Multiple Family Residence | Unknown |  | No
10000893 | 103 B | WILLOW CREEK CT | Hallsville | 75650 | WILLOW CREEK CT*103 B | 32.505423 | -94.583889 | Non-Lead - Plastic | Don't Know |  |  | Non-Lead - Plastic | Unknown |  | Non-Lead |  | Don't Know |  | Multiple Family Residence
10000904 | 113 A | WILLOW CREEK CT | Hallsville | 75650 | WILLOW CREEK CT*113 A | 32.5044 | -94.584 | Non-Lead - Plastic | Don't Know |  |  | Non-Lead - Plastic | Unknown |  | Non-Lead | No | No |  | Multiple Family Residence | Unknown |  | No
10000905 | 115 A | WILLOW CREEK CT | Hallsville | 75650 | WILLOW CREEK CT*115 A | 32.5041 | -94.5839 | Non-Lead - Plastic | Don't Know |  |  | Non-Lead - Plastic | Unknown |  | Non-Lead | No | No |  | Multiple Family Residence | Unknown |  | No
10000909 | 442 | WILLOW ST | Hallsville | 75650 | WILLOW ST*442 | 32.5037 | -94.5867 | Non-Lead - Plastic | Don't Know |  |  | Non-Lead - Plastic | Unknown |  | Non-Lead | No | No |  | Single Family Residence | Unknown |  | No
10000910 | 501 | WILLOW ST | Hallsville | 75650 | WILLOW ST*501 | 32.5043 | -94.588 | Non-Lead - Plastic | Don't Know |  |  | Non-Lead - Copper | Unknown |  | Non-Lead | No | Don't Know |  | Single Family Residence | Unknown |  | No
10000912 | 117 | BRANCH ST | Hallsville | 75650 | BRANCH ST*117 | 32.5047 | -94.5871 | Non-Lead - Plastic | Don't Know |  |  | Non-Lead - Plastic | Unknown |  | Non-Lead | No | No |  | Single Family Residence | Unknown |  | No
10000913 | 107 | BRANCH ST | Hallsville | 75650 | BRANCH ST*107 | 32.5059 | -94.5868 | Non-Lead - Plastic | Don't Know |  |  | Non-Lead - Plastic | Unknown |  | Non-Lead | No | No |  | Single Family Residence | Unknown |  | No
10000915 | 100 | BRANCH ST | Hallsville | 75650 | BRANCH ST*100 | 32.506487 | -94.586765 | Non-Lead - Plastic | Don't Know |  |  | Non-Lead - Plastic | Unknown |  | Non-Lead |  | Don't Know |  | Single Family Residence
10000916 | 108 | BRANCH ST | Hallsville | 75650 | BRANCH ST*108 | 32.5055 | -94.5871 | Non-Lead - Plastic | Don't Know |  |  | Non-Lead - Plastic | Unknown |  | Non-Lead | No | No |  | Single Family Residence | Unknown |  | No
10000932 | 105 B | WILLOW CREEK CT | Hallsville | 75650 | WILLOW CREEK CT*105 B | 32.505182 | -94.583875 | Non-Lead - Plastic | Don't Know |  |  | Non-Lead - Plastic | Unknown |  | Non-Lead |  | Don't Know |  | Multiple Family Residence
10000935 | 119 B | WILLOW CREEK CT | Hallsville | 75650 | WILLOW CREEK CT*119 B | 32.5037 | -94.584 | Non-Lead - Plastic | Don't Know |  |  | Non-Lead - Plastic | Unknown |  | Non-Lead | No | No |  | Multiple Family Residence | Unknown |  | No
10001009 | 600 W | MAIN ST | Hallsville | 75650 | MAIN ST*600 W | 32.51 | -94.59 | Non-Lead - Plastic | Don't Know |  |  | Non-Lead - Plastic | Unknown |  | Non-Lead | No | No |  | Single Family Residence | Unknown |  | No
10006034 |  | TEALWOOD HOA/SPRINKLER | Hallsville | 75650 | TEALWOOD HOA/SPRINKLER* | 32.4955 | -94.5637 | Non-Lead - Plastic | Don't Know |  | Sprinkler system no water spout | Non-Lead - Plastic | Unknown |  | Non-Lead | No | No |  | Other | Unknown |  | No
20000048 | 206 A N | CHESTNUT ST | Hallsville | 75650 | CHESTNUT ST*206 A N | 32.506 | -94.5727 | Non-Lead - Plastic | Don't Know |  |  | Non-Lead - Plastic | Unknown |  | Non-Lead | No | No |  | Multiple Family Residence | Unknown |  | No
20000052 | 204 E | ELM ST | Hallsville | 75650 | ELM ST*204 E | 32.5059 | -94.5715 | Non-Lead - Plastic | Don't Know |  |  | Non-Lead - Plastic | Unknown |  | Non-Lead | No | No |  | Single Family Residence | Unknown |  | No
20000053 | 200 A E | ELM ST | Hallsville | 75650 | ELM ST*200 A E | 32.5063 | -94.5729 | Non-Lead - Plastic | Don't Know |  |  | Non-Lead - Plastic | Unknown |  | Non-Lead | No | No |  | Multiple Family Residence | Unknown |  | No
20000056 | 199 A E | CHURCH ST | Hallsville | 75650 | CHURCH ST*199 A E | 32.5059 | -94.5727 | Non-Lead - Plastic | Don't Know |  |  | Non-Lead - Plastic | Unknown |  | Non-Lead | No | No |  | Multiple Family Residence | Unknown |  | No
20000057 | 205 N | CYPRESS ST | Hallsville | 75650 | CYPRESS ST*205 N | 32.5061 | -94.5718 | Non-Lead - Plastic | Don't Know |  |  | Non-Lead - Plastic | Unknown |  | Non-Lead | No | No |  | Single Family Residence | Unknown |  | No
20000144 | 405 | CAL YOUNG RD | Hallsville | 75650 | CAL YOUNG RD*405 | 32.5145 | -94.5836 | Non-Lead - Plastic | Don't Know |  |  | Non-Lead - Plastic | Unknown |  | Non-Lead | No | No |  | Single Family Residence | Unknown |  | No
20000145 | 297 | CAL YOUNG RD | Hallsville | 75650 | CAL YOUNG RD*297 | 32.5146 | -94.5815 | Non-Lead - Plastic | Don't Know |  |  | Non-Lead - Plastic | Unknown |  | Non-Lead | No | No |  | Single Family Residence | Unknown |  | No
20000410 | 413 B | WOODRIDGE CIR | Hallsville | 75650 | WOODRIDGE CIR*413 B | 32.509 | -94.5709 | Non-Lead - Plastic | Don't Know |  |  | Non-Lead - Plastic | Unknown |  | Non-Lead | No | No |  | Multiple Family Residence | Unknown |  | No
20000502 | 209 A W | MAIN ST | Hallsville | 75650 | MAIN ST*209 A W | 32.504 | -94.5768 | Non-Lead - Plastic | Don't Know |  |  | Non-Lead - Plastic | Unknown |  | Non-Lead | No | No |  | Building | Unknown |  | No
20000537 | 104 E | WALNUT ST | Hallsville | 75650 | WALNUT ST*104 E | 32.501400 | -94.572134 | Non-Lead - Plastic | Don't Know |  |  | Non-Lead - Plastic | Unknown |  | Non-Lead |  | Don't Know |  | Single Family Residence
20000539 | 301 S | CHESTNUT ST | Hallsville | 75650 | CHESTNUT ST*301 S | 32.5012 | -94.572 | Non-Lead - Plastic | Don't Know |  |  | Non-Lead - Plastic | Unknown |  | Non-Lead | No | No |  | Single Family Residence | Unknown |  | No
20000731 | 400 S | OAK ST | Hallsville | 75650 | OAK ST*400 S | 32.499 | -94.5764 | Non-Lead - Plastic | Don't Know |  |  | Non-Lead - Plastic | Unknown |  | Non-Lead | No | No |  | Single Family Residence | Unknown |  | No
20000904 | 113 B | WILLOW CREEK CT | Hallsville | 75650 | WILLOW CREEK CT*113 B | 32.5043 | -94.584 | Non-Lead - Plastic | Don't Know |  |  | Non-Lead - Plastic | Unknown |  | Non-Lead | No | No |  | Multiple Family Residence | Unknown |  | No
20000905 | 115 B | WILLOW CREEK CT | Hallsville | 75650 | WILLOW CREEK CT*115 B | 32.504 | -94.584 | Non-Lead - Plastic | Don't Know |  |  | Non-Lead - Plastic | Unknown |  | Non-Lead | No | No |  | Multiple Family Residence | Unknown |  | No
20000910 | 505 | WILLOW ST | Hallsville | 75650 | WILLOW ST*505 | 32.5042 | -94.588 | Non-Lead - Plastic | Don't Know |  |  | Non-Lead - Copper | Unknown |  | Non-Lead | No | Don't Know |  | Single Family Residence | Unknown |  | No
20000912 | 115 | BRANCH ST | Hallsville | 75650 | BRANCH ST*115 | 32.5049 | -94.587 | Non-Lead - Plastic | Don't Know |  |  | Non-Lead - Plastic | Unknown |  | Non-Lead | No | No |  | Single Family Residence | Unknown |  | No
20000934 | 117 B | WILLOW CREEK CT | Hallsville | 75650 | WILLOW CREEK CT*117 B | 32.5039 | -94.584 | Non-Lead - Plastic | Don't Know |  |  | Non-Lead - Plastic | Unknown |  | Non-Lead | No | No |  | Multiple Family Residence | Unknown |  | No
20001499 | 404 W | MAIN ST | Hallsville | 75650 | MAIN ST*404 W | 32.5081 | -94.5857 | Non-Lead - Plastic | Don't Know |  |  | Non-Lead - Plastic | Unknown |  | Non-Lead | No | No |  | Building | Unknown |  | No
30000048 | 208 B N | CHESTNUT ST | Hallsville | 75650 | CHESTNUT ST*208 B N | 32.5063 | -94.5729 | Non-Lead - Plastic | Don't Know |  |  | Non-Lead - Plastic | Unknown |  | Non-Lead | No | No |  | Multiple Family Residence | Unknown |  | No
30000053 | 200 B E | ELM ST | Hallsville | 75650 | ELM ST*200 B E | 32.5063 | -94.5729 | Non-Lead - Plastic | Don't Know |  |  | Non-Lead - Plastic | Unknown |  | Non-Lead | No | No |  | Multiple Family Residence | Unknown |  | No
30000056 | 199 B E | CHURCH ST | Hallsville | 75650 | CHURCH ST*199 B E | 32.506 | -94.5727 | Non-Lead - Plastic | Don't Know |  |  | Non-Lead - Plastic | Unknown |  | Non-Lead | No | No |  | Multiple Family Residence | Unknown |  | No
30000502 | 209 C W | MAIN ST | Hallsville | 75650 | MAIN ST*209 C W | 32.504 | -94.5768 | Non-Lead - Plastic | Don't Know |  |  | Non-Lead - Plastic | Unknown |  | Non-Lead | No | No |  | Building | Unknown |  | No
30000539 | 305 S | CHESTNUT ST | Hallsville | 75650 | CHESTNUT ST*305 S | 32.5008 | -94.572 | Non-Lead - Plastic | Don't Know |  |  | Non-Lead - Plastic | Unknown |  | Non-Lead | No | No |  | Single Family Residence | Unknown |  | No
30000699 | 103 D W | CEDAR ST | Hallsville | 75650 | CEDAR ST*103 D W | 32.499312 | -94.574350 | Non-Lead - Plastic | Don't Know |  |  | Non-Lead - Plastic | Unknown |  | Non-Lead |  | Don't Know |  | Multiple Family Residence
40000037 | PINE ST* E | PINE ST | Hallsville | 75650 | PINE ST* E | 32.5055881 | -94.5703303 | Non-Lead - Plastic | Don't Know |  |  | Non-Lead - Plastic | Unknown |  | Non-Lead |  | Don't Know |  | Building
40000048 | 208 A N | CHESTNUT ST | Hallsville | 75650 | CHESTNUT ST*208 A N | 32.5063 | -94.5729 | Non-Lead - Plastic | Don't Know |  |  | Non-Lead - Plastic | Unknown |  | Non-Lead | No | No |  | Multiple Family Residence | Unknown |  | No
40000502 | 209 B W | MAIN ST | Hallsville | 75650 | MAIN ST*209 B W | 32.504 | -94.5768 | Non-Lead - Plastic | Don't Know |  |  | Non-Lead - Plastic | Unknown |  | Non-Lead | No | No |  | Building | Unknown |  | No
40000910 | 508 | WILLOW ST | Hallsville | 75650 | WILLOW ST*508 | 32.5045 | -94.5886 | Non-Lead - Plastic | Don't Know |  |  | Non-Lead - Plastic | Unknown |  | Non-Lead | No | No |  | Single Family Residence | Unknown |  | No
10000934 | 107 | B WILLOW CREEK CT | Hallsville | 75650 | B WILLOW CREEK CT*107 | 32.5049 | -94.5839 | Non-Lead - Plastic | Don't Know |  |  | Non-Lead - Plastic | Unknown |  | Non-Lead | No | No |  | Multiple Family Residence | Unknown |  | No

## GEC Permitted Values (hidden)
Location Information | [7 empty] | System-Owned Portion |  |  |  | Customer-Owned Portion |  |  | Entire Service Line | Other Potential Sources of Lead |  |  | Additional Information to Assign Tap Monitoring Tiering |  |  |  |  | Lead Service Line Replacement (LSLR)
Unique Service Line ID* | Street Number | Street Name* | City* | Zip Code* | Other Location Identifier | GPS Coordinate - Latitude (decimal degrees) | GPS Coordinates - Longitude (decimal degrees) | System-Owned Portion Service Line Material Classification* | If Non-Lead, Was Material Ever Previously Lead? | Service Line Installation Date | Notes | Customer-Owned Portion Service Line Material Classification* | Service Line Installation Date | Notes | Entire Service Line Material Classification (by Water System) | Is there a Lead Connector? | Is there Lead Solder in the Service Line? | List Other Fittings and Equipment Connected to the Service Line that Contain Lead | Building Type Connected to Service Line | Point-of-Entry or Point-of-Use Treatment Present? | Does the Interior Building Plumbing Contain Copper Pipes with Lead Solder Installed Before July 1, 1988? | Current LCR Sampling Site? | Sample Site Selection Criteria (Site Tier) | Date of System-Owned LSLR | Date of Customer-Owned LSLR
[8 empty] | Lead | Yes | Before 1989 |  | Lead | Before 1989 |  | Lead | Yes | Yes |  | Single Family Residence | Yes | Yes | No | Tier 1
[8 empty] | Lead-Lined Galvanized | No | Between 1989 and 2014 |  | Lead-Lined Galvanized | After 2014 |  | Galvanized Requiring Replacement | No | No |  | Multiple Family Residence | No | No | Yes | Tier 2
[8 empty] | Galvanized | Don't Know | After 2014 |  | Galvanized | Between 1989 and 2014 |  | Non-Lead | Don't Know | Don't Know |  | Building | Unknown | Unknown |  | Tier 3
[8 empty] | Non-Lead - Copper |  | Unknown |  | Non-Lead - Copper | Unknown |  | Unknown |  |  |  | Other |  |  |  | Tier 4
[8 empty] | Non-Lead - Plastic |  |  |  | Non-Lead - Plastic | [10 empty] | Tier 5
[8 empty] | Non-Lead - Other |  |  |  | Non-Lead - Other
[8 empty] | Unknown - Likely Lead |  |  |  | Unknown - Likely Lead
[8 empty] | Unknown - Unlikely Lead |  |  |  | Unknown - Unlikely Lead
[8 empty] | Unknown - Material Unknown |  |  |  | Unknown - Material Unknown
[8 empty] | Non-Lead |  |  |  | Non-Lead